## BUILDING ESTIMATE
PROJECT | [10 empty] | Rev 0
ADDRESS
Date of submission |  | 2023-02-20 |  |  | E-mail: estimate@msbestimating.com
Date of plans |  | 2022-11-01 |  |  | Contact: | (305)-813-0053
TOTAL BASE BID |  | #REF!
SR # | Sheet No. | Detail No. | CSI No. | DESCRIPTION | QTY. | WASTE | QTY. W/ WASTE | UNIT | UNIT COST | TOTAL COST | SUB TOTALS
|  |  | 01 00 00 | GENERAL CONDITIONS
1 |  |  |  | General Requirements - Mobilization - Permits - Project Supervision - Cleaning - Insurance - Submittals - Shop Drawings - Temporary Facilites | 1 | 0% | 1 | LS | 0 | 0
2 | A3.01-A3.03 |  |  | Scaffolding | 89102.6 | 10% | 98012.86 | SF | 0 | 0
|  |  |  | General Conditions Sub Total | [6 empty] | 0
|  |  | 04 00 00 | METALS
STEEL FRAMING
STEEL COLUMNS
3 | S7 |  |  | HSS5x5x1/8 (81 LF) (09 EA Column) | 660.15 | 10% | 726.165 | LB | 0 | 0
W-BEAMS
4 | S7 |  |  | W6x15 (9.8 LF) Beam | 147 | 10% | 161.7 | LB | 0 | 0
STEEL PLATES
5 | S7 |  |  | Base Plates | 9 | 10% | 9.9 | EA | 0 | 0
6 | S7 |  |  | Cap Plates | 9 | 10% | 9.9 | EA | 0 | 0
|  |  |  | Steel Framing Sub Total | [6 empty] | 0
LADDER
7 | A704 | 13/A9.70 |  | Elevator Pit Ladder As; - 2-1/2"x2-1/2" Steel Stringers - 3"x7"x1/4" Thkx 3" Clip Angle Welded To Ladder Stringers - 3/4" Dia. Rung @12" O.C. W/ Slip Resistant Finish - 3"x3"x1/4" Thkx 3" Clip Angle Welded To Ladder Stringers | 1 | 0% | 1 | EA. | 0 | 0
|  |  |  | Ladders Sub Total | [6 empty] | 0
RAILINGS
8 | A7.01-A7.02 | 1/A9.70 |  | 1.66" O.D. Steel Pipe Handrail (3'-0" High) - 1/2" Dia. Steel Bracket @ 5'-0" O.C. - 4" Dia. X 1/4" Steel Plate - 5/8" Dia. Steel Spacer - No.14 x 3" Self-Tap S.M. Screw - 16GA. Backing @ Steel Stud Wall | 239.8 | 10% | 263.78 | LF | 0 | 0
9 | A7.01-A7.02 | 1/A9.70 |  | 1.66" O.D. Steel Pipe Guardrail (3'-6" High) - 1/2" Dia. Steel Bracket @ 5'-0" O.C. - 4" Dia. X 1/4" Steel Plate - 5/8" Dia. Steel Spacer - No.14 x 3" Self-Tap S.M. Screw - 16GA. Backing @ Steel Stud Wall | 199.76 | 10% | 219.736 | LF | 0 | 0
DECORATIVE RAILINGS
10 | A3.01-A3.03 | Note:0522 |  | 2'-10" High Decorative Guard Railing @ Balconies | 29.3 | 10% | 32.23 | LF | 0 | 0
|  |  |  | Railings Sub Total | [6 empty] | 0
|  |  | 06 00 00 | WOOD, PLASTICS & COMPOSITES
LUMBER
11 | A-8.10 |  |  | Lumber Framing | 1 | 0% | 1 | LS | 0 | 0
|  |  |  | Lumber Sub Total | [6 empty] | 0
TRUSSES
12 | A-8.10 |  |  | Trusses | 1 | 0% | 1 | LS | 0 | 0
|  |  |  | Trusses Sub Total | [6 empty] | 0
DOOR & WINDOW TRIMS
13 | A-8.10 |  |  | Doors Trim | 17189 | 10% | 18907.9 | LF | 0 | 0
14 | A-8.11 |  |  | Windows Trim | 5013 | 10% | 5514.3 | LF | 0 | 0
|  |  |  | Doors & Windows Trim Sub Total | [6 empty] | 0
|  |  | 07 00 00 | THERMAL & MOISTURE PROTECTION
ASPHALT SHINGLE ROOFING
15 | A2.21,A2.41 & A2.50 | Detail 2/A9.25 |  | TPO Roofing Membrane System O/ - 15# Felt Paper - Acoustimat 3/8" Premium Underlayment OR Equal - Waterproofing Assembly | 3141.25 | 10% | 3455.375 | SF | 0 | 0
16 | A2.21,A2.41 & A2.50 | Detail 4/A9.25 |  | TPO Roofing Membrane System O/ - Protection Board - Insulation | 18001.3 | 10% | 19801.43 | SF | 0 | 0
17 | A2.21,A2.41 & A2.50 | Detail 3/A9.40 |  | TPO Roofing Membrane System @ Parpet Walls O/ - Protection Board | 7562.405 | 10% | 8318.6455 | SF | 0 | 0
|  |  |  | TPO Roofing Sub Total | [6 empty] | 0
ROOF METAL PANEL SYSTEM
18 | A2.12 | Detail 2/A9.31 |  | Morin Roof Metal Panel System @ Entrance Canopy | 357.8 | 10% | 393.58 | SF | 0 | 0
|  |  |  | Roof Metal Panel System Sub Total | [6 empty] | 0
ROOF ACCESSORIES
19 | A2.21,A2.41 & A2.50 | Details/A9.40 |  | 4LB. Lead Flashing | 84.3 | 10% | 92.73 | LF | 0 | 0
20 | A2.21,A2.41 & A2.50 | Details/A9.40 |  | 22GA. Cover Sheet Metal @ All Edges | 52 | 10% | 57.2 | LF | 0 | 0
21 | A2.21,A2.41 & A2.50 | Details/A9.40 |  | Base Flashing | 1770.25 | 10% | 1947.275 | LF | 0 | 0
22 | A2.21,A2.41 & A2.50 | Details/A9.40 |  | Flashing @ Roof Vent | 35.4 | 10% | 38.94 | LF | 0 | 0
23 | A2.21,A2.41 & A2.50 | Details/A9.40 |  | Flashing @ Roof Equipments | 52 | 10% | 57.2 | LF | 0 | 0
24 | A2.21,A2.41 & A2.50 | Details/A9.40 |  | Thru Wall Flashing @ Roof to Wall Transitions | 137.9 | 10% | 151.69 | LF | 0 | 0
25 | A2.21,A2.41 & A2.50 | Details/A9.40 |  | Sheet Metal Flashing | 1770.25 | 10% | 1947.275 | LF | 0 | 0
26 | A2.21,A2.41 & A2.50 | Details/A9.40 |  | Self Adhering Butyl Flashing | 1770.25 | 10% | 1947.275 | LF | 0 | 0
27 | A2.21,A2.41 & A2.50 | Details/A9.40 |  | Membrane Flashing Strip | 1770.25 | 10% | 1947.275 | LF | 0 | 0
28 | A2.21,A2.41 & A2.50 | Details/A9.40 |  | Suppers & Downspouts | 30.5 | 10% | 33.55 | LF | 0 | 0
29 | A2.21,A2.41 & A2.50 | Details/A9.40 |  | Flashing @ Vent Pipes | 7 | 0% | 7 | EA | 0 | 0
30 | A2.21,A2.41 & A2.50 | Details/A9.40 |  | Overflow Drain | 32 | 0% | 32 | EA | 0 | 0
|  |  |  | Roof Accessories Sub Total | [6 empty] | 0
METAL PANEL SYSTEM
31 | A3.01-A3.03 | Finish Legend/A3.01 |  | MT-1,2,3 Concealed Metal Panel System Description: Morin_3 Shades of Blue | 38922.5886 | 10% | 42814.8475 | SF | 0 | 0
32 | A2.21 | Note:0609 |  | Metal Cladding Wrapped @ Wood Posts | 210.4 | 10% | 231.44 | SF | 0 | 0
|  |  |  | Metal Panel System Sub Total | [6 empty] | 0
EXPANSION JOINT
33 | A2.11 | 3&4/A9.22 |  | Seismic Expansion Joint - EMSEAL-WFR1 Seismic Joint | 93 | 10% | 102.3 | VLF | 0 | 0
|  |  |  | Expansion Joints Sub Total | [6 empty] | 0
|  |  | 08 00 00 | OPENINGS
DOORS, FRAMES & HARDWARES
ALUMINUM DOORS
34 | A-8.10 | Door Schedule/A8.10 |  | Single Panel Doors Size: 3'-0" x 7'-0" Door Material: Aluminum/Glass Frame Material: Aluminum | 4 | 0% | 4 | EA | 0 | 0
35 | A-8.10 | Door Schedule/A8.10 |  | Double Panel Doors Size: 6'-0" x 7'-0" Door Material: Aluminum/Glass Frame Material: Aluminum | 5 | 0% | 5 | EA | 0 | 0
36 | A-8.10 | Door Schedule/A8.10 |  | Double Panel Doors Size: 6'-0" x 6'-8" Door & Frame Material: Fiber Glass | 6 | 0% | 6 | EA | 0 | 0
HOLLOW METAL DOORS
37 | A-8.10 | Door Schedule/A8.10 |  | Single Panel Doors Size: 2'-0" x 7'-0" Door & Frame Material: Hollow Metal | 1 | 0% | 1 | EA | 0 | 0
38 | A-8.10 | Door Schedule/A8.10 |  | Single Panel Doors Size: 3'-0" x 7'-0" Door & Frame Material: Hollow Metal | 37 | 0% | 37 | EA | 0 | 0
39 | A-8.10 | Door Schedule/A8.10 |  | Double Panel Doors Size: 6'-0" x 7'-0" Door & Frame Material: Hollow Metal | 9 | 0% | 9 | EA | 0 | 0
STEEL DOORS
40 | A-8.10 | Door Schedule/A8.10 |  | Parking Doors Size: 17'-0" x 8'-6" Door & Frame Material: Steel | 1 | 0% | 1 | EA | 0 | 0
41 | A-8.10 | Door Schedule/A8.10 |  | Parking Doors Size: 18'-0" x 8'-6" Door & Frame Material: Steel | 1 | 0% | 1 | EA | 0 | 0
WOOD DOORS
42 | A-8.10 | Door Schedule/A8.10 |  | Single Panel Doors Size: 2'-0" x 6'-8" Door Material: Hollow Core Wood Frame Material: Wood | 3 | 0% | 3 | EA | 0 | 0
43 | A-8.10 | Door Schedule/A8.10 |  | Single Panel Doors Size: 3'-0" x 7'-0" Door Material: Solid Core Wood Frame Material: Hollow Metal | 62 | 0% | 62 | EA | 0 | 0
44 | A-8.10 | Door Schedule/A8.10 |  | Single Panel Doors Size: 3'-0" x 6'-8" Door Material: Hollow Core Wood Frame Material: Wood | 277 | 0% | 277 | EA | 0 | 0
45 | A-8.10 | Door Schedule/A8.10 |  | Double Panel Doors Size: 4'-0" x 6'-8" Door Material: Hollow Core Wood Frame Material: Wood | 23 | 0% | 23 | EA | 0 | 0
46 | A-8.10 | Door Schedule/A8.10 |  | Double Panel Doors Size: 5'-0" x 6'-8" Door Material: Hollow Core Wood Frame Material: Wood | 36 | 0% | 36 | EA | 0 | 0
47 | A-8.10 | Door Schedule/A8.10 |  | Double Panel Doors Size: 6'-0" x 6'-8" Door Material: Hollow Core Wood Frame Material: Wood | 15 | 0% | 15 | EA | 0 | 0
48 | A-8.10 | Door Schedule/A8.10 |  | Double Panel Doors Size: 8'-0" x 6'-8" Door Material: Hollow Core Wood Frame Material: Wood | 37 | 0% | 37 | EA | 0 | 0
|  |  |  | Doors, Frames & Hardware Sub Total | [6 empty] | 0
WINDOWS
49 | A-8.11 | Window Schedule/A8.11 |  | Fixed Windows (28 EA) Size: 2'-6" x 5'-0" Material: Vinyl | 350 | 10% | 385 | SF | 0 | 0
50 | A-8.11 | Window Schedule/A8.11 |  | Single Hung Windows (179 EA) Size: 3'-0" x 5'-0" Material: Vinyl | 2685 | 10% | 2953.5 | SF | 0 | 0
51 | A-8.11 | Window Schedule/A8.11 |  | Fixed Windows (10 EA) Size: 2'-6" x 6'-0" Material: Vinyl | 150 | 10% | 165 | SF | 0 | 0
52 | A-8.11 | Window Schedule/A8.11 |  | Fixed Windows (04 EA) Size: 2'-0" x 2'-6" Material: Vinyl | 20 | 10% | 22 | SF | 0 | 0
53 | A-8.11 | Window Schedule/A8.11 |  | Single Hung Windows (08 EA) Size: 4'-2" x 5'-0" Material: Vinyl | 166.68 | 10% | 183.348 | SF | 0 | 0
54 | A-8.11 | Window Schedule/A8.11 |  | Fixed/Sliding Windows (21 EA) Size: 6'-0" x 4'-7" Material: Vinyl | 577.08 | 10% | 634.788 | SF | 0 | 0
55 | A-8.11 | Window Schedule/A8.11 |  | Fixed/Sliding Windows (17 EA) Size: 5'-0" x 6'-0" Material: Vinyl | 510 | 10% | 561 | SF | 0 | 0
56 | A-8.11 | Window Schedule/A8.11 |  | Fixed/Sliding Windows (15 EA) Size: 6'-0" x 6'-0" Material: Vinyl | 540 | 10% | 594 | SF | 0 | 0
57 | A-8.11 | Window Schedule/A8.11 |  | Fixed/Sliding Windows (04 EA) Size: 6'-0" x 7'-6" Material: Vinyl | 180 | 10% | 198 | SF | 0 | 0
58 | A-8.11 | Window Schedule/A8.11 |  | Fixed Windows (09 EA) Size: 2'-6" x 2'-6" Material: Vinyl | 6.475 | 10% | 7.1225 | SF | 0 | 0
|  |  |  | Windows Sub Total | [6 empty] | 0
STOREFRONT
59 | A-8.12 |  |  | ST-1-10 Storefront Model# AFG 451T | 459.2 | 10% | 505.12 | SF | 0 | 0
|  |  |  | Storefront Sub Total | [6 empty] | 0
|  |  | 09 00 00 | FINISHES
DRYWALL ASSEMBLIES
PARKING FLOOR
WALL TYPE - N1
60 | A2.00-A2.50 | Assemblies/A9.21 |  | (2) Layers of 5/8" Type"X" Gypsum Board on Both Sides of Wall | 532 | 10% | 585.2 | SF | 0 | 0
|  |  |  | 4'x8' GB Sheet |  |  | 19 | Sheets
|  |  |  | 500' Tape Roll |  |  | 1 | Rolls
|  |  |  | Joint Compound |  |  | 3 | Gallons
|  |  |  | 1-1/4" Drywall Screws |  |  | 4 | Pounds
61 | A2.00-A2.50 | Assemblies/A9.21 |  | Fire Sealant @ Top & Bottom | 53.2 | 10% | 58.52 | LF | 0 | 0
62 | A2.00-A2.50 | Assemblies/A9.21 |  | 4" Metal Studs @ 16" O.C. | 133 | 10% | 146.3 | SF | 0 | 0
|  |  |  | Approx. Quantity of Studs |  |  | 12.3967 | EA
63 | A2.00-A2.50 | Assemblies/A9.21 |  | 4" Metal Runner Track @ Top & Bottom | 26.6 | 10% | 29.26 | LF | 0 | 0
FIRST FLOOR
WALL TYPE - A1
64 | A2.00-A2.50 | Assemblies/A9.21 |  | 1 Layer of 5/8" Type"X" Gypsum Board on Both Sides of Wall | 1454.7 | 10% | 1600.17 | SF | 0 | 0
|  |  |  | 4'x8' GB Sheet |  |  | 51 | Sheets
|  |  |  | 500' Tape Roll |  |  | 3 | Rolls
|  |  |  | Joint Compound |  |  | 9 | Gallons
|  |  |  | 1-1/4" Drywall Screws |  |  | 9 | Pounds
65 | A2.00-A2.50 | Assemblies/A9.21 |  | 1 Layer of 5/8" Type"X" Moisture Resistant Gypsum Board | 195 | 10% | 214.5 | SF | 0 | 0
|  |  |  | 4'x8' GB Sheet |  |  | 7 | Sheets
|  |  |  | 500' Tape Roll |  |  | 1 | Rolls
|  |  |  | Joint Compound |  |  | 2 | Gallons
|  |  |  | 1-1/4" Drywall Screws |  |  | 2 | Pounds
66 | A2.00-A2.50 | Assemblies/A9.21 |  | Fire Sealant @ Top & Bottom | 338.4 | 10% | 372.24 | LF | 0 | 0
WALL TYPE - A2
67 | A2.00-A2.50 | Assemblies/A9.21 |  | 1 Layer of 5/8" Type"X" Gypsum Board on Both Sides of Wall | 12937.85 | 10% | 14231.635 | SF | 0 | 0
|  |  |  | 4'x8' GB Sheet |  |  | 445 | Sheets
|  |  |  | 500' Tape Roll |  |  | 22 | Rolls
|  |  |  | Joint Compound |  |  | 72 | Gallons
|  |  |  | 1-1/4" Drywall Screws |  |  | 75 | Pounds
68 | A2.00-A2.50 | Assemblies/A9.21 |  | 1 Layer of 5/8" Type"X" Moisture Resistant Gypsum Board | 1394.25 | 10% | 1533.675 | SF | 0 | 0
|  |  |  | 4'x8' GB Sheet |  |  | 48 | Sheets
|  |  |  | 500' Tape Roll |  |  | 3 | Rolls
|  |  |  | Joint Compound |  |  | 8 | Gallons
|  |  |  | 1-1/4" Drywall Screws |  |  | 9 | Pounds
69 | A2.00-A2.50 | Assemblies/A9.21 |  | Fire Sealant @ Top & Bottom | 2961.2 | 10% | 3257.32 | LF | 0 | 0
WALL TYPE - B2
70 | A2.00-A2.50 | Assemblies/A9.21 |  | (2) Layers of 5/8" Type"X" Gypsum Board on Both Sides of Wall | 670.8 | 10% | 737.88 | SF | 0 | 0
|  |  |  | 4'x8' GB Sheet |  |  | 24 | Sheets
|  |  |  | 500' Tape Roll |  |  | 2 | Rolls
|  |  |  | Joint Compound |  |  | 4 | Gallons
|  |  |  | 1-1/4" Drywall Screws |  |  | 4 | Pounds
71 | A2.00-A2.50 | Assemblies/A9.21 |  | Fire Sealant @ Top & Bottom | 68.8 | 10% | 75.68 | LF | 0 | 0
72 | A2.00-A2.50 | Assemblies/A9.21 |  | 5-1/2" Acoustical Insulation R-13 | 167.7 | 10% | 184.47 | SF | 0 | 0
WALL TYPE - C1 CORRIDOR WALLS
73 | A2.00-A2.50 | Assemblies/A9.21 |  | 1 Layer of 5/8" Type"X" Gypsum Board on Both Sides of Wall | 3380.325 | 10% | 3718.3575 | SF | 0 | 0
|  |  |  | 4'x8' GB Sheet |  |  | 117 | Sheets
|  |  |  | 500' Tape Roll |  |  | 6 | Rolls
|  |  |  | Joint Compound |  |  | 19 | Gallons
|  |  |  | 1-1/4" Drywall Screws |  |  | 20 | Pounds
74 | A2.00-A2.50 | Assemblies/A9.21 |  | 1 Layer of 5/8" Type"X" Moisture Resistant Gypsum Board | 624.975 | 10% | 687.4725 | SF | 0 | 0
|  |  |  | 4'x8' GB Sheet |  |  | 22 | Sheets
|  |  |  | 500' Tape Roll |  |  | 2 | Rolls
|  |  |  | Joint Compound |  |  | 4 | Gallons
|  |  |  | 1-1/4" Drywall Screws |  |  | 4 | Pounds
75 | A2.00-A2.50 | Assemblies/A9.21 |  | Fire Sealant @ Top & Bottom | 821.6 | 10% | 903.76 | LF | 0 | 0
76 | A2.00-A2.50 | Assemblies/A9.21 |  | 5-1/2" Acoustical Insulation R-13 | 2002.65 | 10% | 2202.915 | SF | 0 | 0
77 | A2.00-A2.50 | Assemblies/A9.21 |  | 1/2" Resilient Channels | 2002.65 | 10% | 2202.915 | SF | 0 | 0
WALL TYPE - C1 DEMISING WALLS
78 | A2.00-A2.50 | Assemblies/A9.21 |  | 1 Layer of 5/8" Type"X" Gypsum Board on Both Sides of Wall | 3229.2 | 10% | 3552.12 | SF | 0 | 0
|  |  |  | 4'x8' GB Sheet |  |  | 112 | Sheets
|  |  |  | 500' Tape Roll |  |  | 6 | Rolls
|  |  |  | Joint Compound |  |  | 18 | Gallons
|  |  |  | 1-1/4" Drywall Screws |  |  | 19 | Pounds
79 | A2.00-A2.50 | Assemblies/A9.21 |  | Fire Sealant @ Top & Bottom | 662.4 | 10% | 728.64 | LF | 0 | 0
80 | A2.00-A2.50 | Assemblies/A9.21 |  | 5-1/2" Acoustical Insulation R-13 | 1614.6 | 10% | 1776.06 | SF | 0 | 0
81 | A2.00-A2.50 | Assemblies/A9.21 |  | 1/2" Resilient Channels | 1614.6 | 10% | 1776.06 | SF | 0 | 0
WALL TYPE - C3 CORRIDOR WALL
82 | A2.00-A2.50 | Assemblies/A9.21 |  | 1 Layer of 5/8" Type"X" Gypsum Board on Both Sides of Wall | 243.75 | 10% | 268.125 | SF | 0 | 0
|  |  |  | 4'x8' GB Sheet |  |  | 9 | Sheets
|  |  |  | 500' Tape Roll |  |  | 1 | Rolls
|  |  |  | Joint Compound |  |  | 2 | Gallons
|  |  |  | 1-1/4" Drywall Screws |  |  | 2 | Pounds
83 | A2.00-A2.50 | Assemblies/A9.21 |  | 1 Layer of 5/8" Type"X" Moisture Resistant Gypsum Board | 243.75 | 10% | 268.125 | SF | 0 | 0
|  |  |  | 4'x8' GB Sheet |  |  | 9 | Sheets
|  |  |  | 500' Tape Roll |  |  | 1 | Rolls
|  |  |  | Joint Compound |  |  | 2 | Gallons
|  |  |  | 1-1/4" Drywall Screws |  |  | 2 | Pounds
84 | A2.00-A2.50 | Assemblies/A9.21 |  | Fire Sealant @ Top & Bottom | 100 | 10% | 110 | LF | 0 | 0
85 | A2.00-A2.50 | Assemblies/A9.21 |  | 7-1/2" Acoustical Insulation R-13 | 243.75 | 10% | 268.125 | SF | 0 | 0
86 | A2.00-A2.50 | Assemblies/A9.21 |  | 1/2" Resilient Channels | 243.75 | 10% | 268.125 | SF | 0 | 0
WALL TYPE - C3 DEMISING WALL
87 | A2.00-A2.50 | Assemblies/A9.21 |  | 1 Layer of 5/8" Type"X" Moisture Resistant Gypsum Board On Both Sides of Wall | 310.05 | 10% | 341.055 | SF | 0 | 0
|  |  |  | 4'x8' GB Sheet |  |  | 11 | Sheets
|  |  |  | 500' Tape Roll |  |  | 1 | Rolls
|  |  |  | Joint Compound |  |  | 2 | Gallons
|  |  |  | 1-1/4" Drywall Screws |  |  | 2 | Pounds
88 | A2.00-A2.50 | Assemblies/A9.21 |  | Fire Sealant @ Top & Bottom | 63.6 | 10% | 69.96 | LF | 0 | 0
89 | A2.00-A2.50 | Assemblies/A9.21 |  | 7-1/2" Acoustical Insulation R-13 | 155.025 | 10% | 170.5275 | SF | 0 | 0
90 | A2.00-A2.50 | Assemblies/A9.21 |  | 1/2" Resilient Channels | 155.025 | 10% | 170.5275 | SF | 0 | 0
WALL TYPE - C5
91 | A2.00-A2.50 | Assemblies/A9.21 |  | 1 Layer of 5/8" Type"X" Gypsum Board on Both Sides of Wall | 626.925 | 10% | 689.6175 | SF | 0 | 0
|  |  |  | 4'x8' GB Sheet |  |  | 22 | Sheets
|  |  |  | 500' Tape Roll |  |  | 2 | Rolls
|  |  |  | Joint Compound |  |  | 4 | Gallons
|  |  |  | 1-1/4" Drywall Screws |  |  | 4 | Pounds
92 | A2.00-A2.50 | Assemblies/A9.21 |  | 1 Layer of 5/8" Type"X" Moisture Resistant Gypsum Board | 104.325 | 10% | 114.7575 | SF | 0 | 0
|  |  |  | 4'x8' GB Sheet |  |  | 4 | Sheets
|  |  |  | 500' Tape Roll |  |  | 1 | Rolls
|  |  |  | Joint Compound |  |  | 1 | Gallons
|  |  |  | 1-1/4" Drywall Screws |  |  | 1 | Pounds
93 | A2.00-A2.50 | Assemblies/A9.21 |  | Fire Sealant @ Top & Bottom | 150 | 10% | 165 | LF | 0 | 0
94 | A2.00-A2.50 | Assemblies/A9.21 |  | 3-1/2" Acoustical Insulation R-13 | 365.625 | 10% | 402.1875 | SF | 0 | 0
95 | A2.00-A2.50 | Assemblies/A9.21 |  | 1/2" Resilient Channels | 365.625 | 10% | 402.1875 | SF | 0 | 0
WALL TYPE - C1.B
96 | A2.00-A2.50 | Assemblies/A9.21 |  | 1 Layer of 5/8" Type"X" Gypsum Board on One Side of Wall | 365.625 | 10% | 402.1875 | SF | 0 | 0
|  |  |  | 4'x8' GB Sheet |  |  | 13 | Sheets
|  |  |  | 500' Tape Roll |  |  | 1 | Rolls
|  |  |  | Joint Compound |  |  | 3 | Gallons
|  |  |  | 1-1/4" Drywall Screws |  |  | 3 | Pounds
97 | A2.00-A2.50 | Assemblies/A9.21 |  | 1 Layer of 5/8" Type"X" Moisture Resistant Gypsum Board | 214.5 | 10% | 235.95 | SF | 0 | 0
|  |  |  | 4'x8' GB Sheet |  |  | 8 | Sheets
|  |  |  | 500' Tape Roll |  |  | 1 | Rolls
|  |  |  | Joint Compound |  |  | 2 | Gallons
|  |  |  | 1-1/4" Drywall Screws |  |  | 2 | Pounds
98 | A2.00-A2.50 | Assemblies/A9.21 |  | Fire Sealant @ Top & Bottom | 119 | 10% | 130.9 | LF | 0 | 0
99 | A2.00-A2.50 | Assemblies/A9.21 |  | 5-1/2" Acoustical Insulation R-13 | 580.125 | 10% | 638.1375 | SF | 0 | 0
100 | A2.00-A2.50 | Assemblies/A9.21 |  | 1/2" Resilient Channels | 580.125 | 10% | 638.1375 | SF | 0 | 0
WALL TYPE - C2.B
101 | A2.00-A2.50 | Assemblies/A9.21 |  | 1 Layer of 5/8" Type"X" Gypsum Board on One Side of Wall | 446.55 | 10% | 491.205 | SF | 0 | 0
|  |  |  | 4'x8' GB Sheet |  |  | 16 | Sheets
|  |  |  | 500' Tape Roll |  |  | 1 | Rolls
|  |  |  | Joint Compound |  |  | 3 | Gallons
|  |  |  | 1-1/4" Drywall Screws |  |  | 3 | Pounds
102 | A2.00-A2.50 | Assemblies/A9.21 |  | Fire Sealant @ Top & Bottom | 91.6 | 10% | 100.76 | LF | 0 | 0
103 | A2.00-A2.50 | Assemblies/A9.21 |  | 5-1/2" Acoustical Batt Insulation R-21 | 446.55 | 10% | 491.205 | SF | 0 | 0
104 | A2.00-A2.50 | Assemblies/A9.21 |  | 1/2" Resilient Channels | 446.55 | 10% | 491.205 | SF | 0 | 0
WALL TYPE - D2
105 | A2.00-A2.50 | Assemblies/A9.21 |  | (2) Layers of 5/8" Type"X" Gypsum Board on Both Sides of Wall | 234 | 10% | 257.4 | SF | 0 | 0
|  |  |  | 4'x8' GB Sheet |  |  | 9 | Sheets
|  |  |  | 500' Tape Roll |  |  | 1 | Rolls
|  |  |  | Joint Compound |  |  | 2 | Gallons
|  |  |  | 1-1/4" Drywall Screws |  |  | 2 | Pounds
106 | A2.00-A2.50 | Assemblies/A9.21 |  | 1 Layer of 5/8" Type"X" Moisture Resistant Gypsum Board | 78 | 10% | 85.8 | SF | 0 | 0
|  |  |  | 4'x8' GB Sheet |  |  | 3 | Sheets
|  |  |  | 500' Tape Roll |  |  | 1 | Rolls
|  |  |  | Joint Compound |  |  | 1 | Gallons
|  |  |  | 1-1/4" Drywall Screws |  |  | 1 | Pounds
107 | A2.00-A2.50 | Assemblies/A9.21 |  | Fire Sealant @ Top & Bottom | 32 | 10% | 35.2 | LF | 0 | 0
108 | A2.00-A2.50 | Assemblies/A9.21 |  | 7-1/2" Acoustical Insulation R-13 | 78 | 10% | 85.8 | SF | 0 | 0
109 | A2.00-A2.50 | Assemblies/A9.21 |  | 1/2" Resilient Channels | 78 | 10% | 85.8 | SF | 0 | 0
WALL TYPE - E2
110 | A2.00-A2.50 | Assemblies/A9.21 |  | 1 Layer of 5/8" Type"X" Gypsum Board on One Side of Wall | 363.675 | 10% | 400.0425 | SF | 0 | 0
|  |  |  | 4'x8' GB Sheet |  |  | 13 | Sheets
|  |  |  | 500' Tape Roll |  |  | 1 | Rolls
|  |  |  | Joint Compound |  |  | 3 | Gallons
|  |  |  | 1-1/4" Drywall Screws |  |  | 3 | Pounds
111 | A2.00-A2.50 | Assemblies/A9.21 |  | 1 Layer of 5/8" Type"X" Moisture Resistant Gypsum Board | 401.7 | 10% | 441.87 | SF | 0 | 0
|  |  |  | 4'x8' GB Sheet |  |  | 14 | Sheets
|  |  |  | 500' Tape Roll |  |  | 1 | Rolls
|  |  |  | Joint Compound |  |  | 3 | Gallons
|  |  |  | 1-1/4" Drywall Screws |  |  | 3 | Pounds
112 | A2.00-A2.50 | Assemblies/A9.21 |  | Fire Sealant @ Top & Bottom | 157 | 10% | 172.7 | LF | 0 | 0
113 | A2.00-A2.50 | Assemblies/A9.21 |  | 4" Metal Studs @ 16" O.C. | 765.375 | 10% | 841.9125 | SF | 0 | 0
|  |  |  | Approx. Quantity of Studs |  |  | 68.2665 | EA
114 | A2.00-A2.50 | Assemblies/A9.21 |  | 4" Metal Runner Track @ Top & Bottom | 157 | 10% | 172.7 | LF | 0 | 0
115 | A2.00-A2.50 | Assemblies/A9.21 |  | 3-5/8" Metal Studs Mid Wall Blocking | 78.5 | 10% | 86.35 | LF | 0 | 0
WALL TYPE - E3
116 | A2.00-A2.50 | Assemblies/A9.21 |  | 1 Layer of 5/8" Type"X" Gypsum Board on One Side of Wall | 1295.775 | 10% | 1425.3525 | SF | 0 | 0
|  |  |  | 4'x8' GB Sheet |  |  | 45 | Sheets
|  |  |  | 500' Tape Roll |  |  | 3 | Rolls
|  |  |  | Joint Compound |  |  | 8 | Gallons
|  |  |  | 1-1/4" Drywall Screws |  |  | 8 | Pounds
117 | A2.00-A2.50 | Assemblies/A9.21 |  | 1 Layer of 5/8" Type"X" Moisture Resistant Gypsum Board | 54.6 | 10% | 60.06 | SF | 0 | 0
|  |  |  | 4'x8' GB Sheet |  |  | 2 | Sheets
|  |  |  | 500' Tape Roll |  |  | 1 | Rolls
|  |  |  | Joint Compound |  |  | 1 | Gallons
|  |  |  | 1-1/4" Drywall Screws |  |  | 1 | Pounds
118 | A2.00-A2.50 | Assemblies/A9.21 |  | Fire Sealant @ Top & Bottom | 277 | 10% | 304.7 | LF | 0 | 0
119 | A2.00-A2.50 | Assemblies/A9.21 |  | 2-1/2" Metal Studs @ 16" O.C. | 1350.375 | 10% | 1485.4125 | SF | 0 | 0
|  |  |  | Approx. Quantity of Studs |  |  | 119.6804 | EA
120 | A2.00-A2.50 | Assemblies/A9.21 |  | 2-1/2" Metal Runner Track @ Top & Bottom | 277 | 10% | 304.7 | LF | 0 | 0
121 | A2.00-A2.50 | Assemblies/A9.21 |  | 3-5/8" Metal Studs Mid Wall Blocking | 138.5 | 10% | 152.35 | LF | 0 | 0
WALL TYPE - F1
122 | A2.00-A2.50 | Assemblies/A9.21 |  | 1 Layer of 5/8" Type"X" Gypsum Board on Both Sides of Wall | 368.55 | 10% | 405.405 | SF | 0 | 0
|  |  |  | 4'x8' GB Sheet |  |  | 13 | Sheets
|  |  |  | 500' Tape Roll |  |  | 1 | Rolls
|  |  |  | Joint Compound |  |  | 3 | Gallons
|  |  |  | 1-1/4" Drywall Screws |  |  | 3 | Pounds
123 | A2.00-A2.50 | Assemblies/A9.21 |  | Fire Sealant @ Top & Bottom | 75.6 | 10% | 83.16 | LF | 0 | 0
124 | A2.00-A2.50 | Assemblies/A9.21 |  | 5-1/2" Acoustical Batt Insulation R-21 | 184.275 | 10% | 202.7025 | SF | 0 | 0
125 | A2.00-A2.50 | Assemblies/A9.21 |  | 1/2" Resilient Channels | 184.275 | 10% | 202.7025 | SF | 0 | 0
WALL TYPE - F1.B
126 | A2.00-A2.50 | Assemblies/A9.21 |  | 1 Layer of 5/8" Type"X" Gypsum Board on Both Sides of Wall | 526.5 | 10% | 579.15 | SF | 0 | 0
|  |  |  | 4'x8' GB Sheet |  |  | 19 | Sheets
|  |  |  | 500' Tape Roll |  |  | 1 | Rolls
|  |  |  | Joint Compound |  |  | 3 | Gallons
|  |  |  | 1-1/4" Drywall Screws |  |  | 4 | Pounds
127 | A2.00-A2.50 | Assemblies/A9.21 |  | Fire Sealant @ Top & Bottom | 108 | 10% | 118.8 | LF | 0 | 0
128 | A2.00-A2.50 | Assemblies/A9.21 |  | 5-1/2" Acoustical Batt Insulation R-21 | 263.25 | 10% | 289.575 | SF | 0 | 0
129 | A2.00-A2.50 | Assemblies/A9.21 |  | 1/2" Resilient Channels | 263.25 | 10% | 289.575 | SF | 0 | 0
WALL TYPE - G1
130 | A2.00-A2.50 | Assemblies/A9.21 |  | 1 Layer of 5/8" Type"X" Gypsum Board on Both Sides of Wall | 2941.575 | 10% | 3235.7325 | SF | 0 | 0
|  |  |  | 4'x8' GB Sheet |  |  | 102 | Sheets
|  |  |  | 500' Tape Roll |  |  | 5 | Rolls
|  |  |  | Joint Compound |  |  | 17 | Gallons
|  |  |  | 1-1/4" Drywall Screws |  |  | 17 | Pounds
131 | A2.00-A2.50 | Assemblies/A9.21 |  | 1 Layer of 5/8" Type"X" Moisture Resistant Gypsum Board | 258.375 | 10% | 284.2125 | SF | 0 | 0
|  |  |  | 4'x8' GB Sheet |  |  | 9 | Sheets
|  |  |  | 500' Tape Roll |  |  | 1 | Rolls
|  |  |  | Joint Compound |  |  | 2 | Gallons
|  |  |  | 1-1/4" Drywall Screws |  |  | 2 | Pounds
132 | A2.00-A2.50 | Assemblies/A9.21 |  | Fire Sealant @ Top & Bottom | 656.4 | 10% | 722.04 | LF | 0 | 0
133 | A2.00-A2.50 | Assemblies/A9.21 |  | 6" Metal Studs @ 16" O.C. | 1599.975 | 10% | 1759.9725 | SF | 0 | 0
|  |  |  | Approx. Quantity of Studs |  |  | 141.617 | EA
134 | A2.00-A2.50 | Assemblies/A9.21 |  | 6" Metal Runner Track @ Top & Bottom | 492.3 | 10% | 541.53 | LF | 0 | 0
WALL TYPE - G2
135 | A2.00-A2.50 | Assemblies/A9.21 |  | 1 Layer of 5/8" Type"X" Gypsum Board on Both Sides of Wall | 3525.6 | 10% | 3878.16 | SF | 0 | 0
|  |  |  | 4'x8' GB Sheet |  |  | 122 | Sheets
|  |  |  | 500' Tape Roll |  |  | 6 | Rolls
|  |  |  | Joint Compound |  |  | 20 | Gallons
|  |  |  | 1-1/4" Drywall Screws |  |  | 21 | Pounds
136 | A2.00-A2.50 | Assemblies/A9.21 |  | 1 Layer of 5/8" Type"X" Moisture Resistant Gypsum Board | 546 | 10% | 600.6 | SF | 0 | 0
|  |  |  | 4'x8' GB Sheet |  |  | 19 | Sheets
|  |  |  | 500' Tape Roll |  |  | 1 | Rolls
|  |  |  | Joint Compound |  |  | 4 | Gallons
|  |  |  | 1-1/4" Drywall Screws |  |  | 4 | Pounds
137 | A2.00-A2.50 | Assemblies/A9.21 |  | Fire Sealant @ Top & Bottom | 835.2 | 10% | 918.72 | LF | 0 | 0
138 | A2.00-A2.50 | Assemblies/A9.21 |  | 4" Metal Studs @ 16" O.C. | 2035.8 | 10% | 2239.38 | SF | 0 | 0
|  |  |  | Approx. Quantity of Studs |  |  | 179.9203 | EA
139 | A2.00-A2.50 | Assemblies/A9.21 |  | 4" Metal Runner Track @ Top & Bottom | 626.4 | 10% | 689.04 | LF | 0 | 0
WALL TYPE - H1
140 | A2.00-A2.50 | Assemblies/A9.21 |  | 1 Layer of 5/8" Type"X" Gypsum Board on Both Sides of Wall | 378.3 | 10% | 416.13 | SF | 0 | 0
141 | A2.00-A2.50 | Assemblies/A9.21 |  | 1 Layer of 5/8" Type"X" Gypsum Board on One Side of Wall | 189.15 | 10% | 208.065 | SF | 0 | 0
|  |  |  | 4'x8' GB Sheet |  |  | 20 | Sheets
|  |  |  | 500' Tape Roll |  |  | 1 | Rolls
|  |  |  | Joint Compound |  |  | 4 | Gallons
|  |  |  | 1-1/4" Drywall Screws |  |  | 4 | Pounds
142 | A2.00-A2.50 | Assemblies/A9.21 |  | Fire Sealant @ Top & Bottom | 77.6 | 10% | 85.36 | LF | 0 | 0
143 | A2.00-A2.50 | Assemblies/A9.21 |  | 6" Metal Studs @ 16" O.C. | 189.15 | 10% | 208.065 | SF | 0 | 0
|  |  |  | Approx. Quantity of Studs |  |  | 17.6238 | EA
144 | A2.00-A2.50 | Assemblies/A9.21 |  | 6" Metal Runner Track @ Top & Bottom | 38.8 | 10% | 42.68 | LF | 0 | 0
145 | A2.00-A2.50 | Assemblies/A9.21 |  | 5-1/2" Acoustical Insulation R-13 | 189.15 | 10% | 208.065 | SF | 0 | 0
WALL TYPE - H2
146 | A2.00-A2.50 | Assemblies/A9.21 |  | 1 Layer of 5/8" Type"X" Gypsum Board on Both Sides of Wall | 163.8 | 10% | 180.18 | SF | 0 | 0
147 | A2.00-A2.50 | Assemblies/A9.21 |  | 1 Layer of 5/8" Type"X" Gypsum Board on One Side of Wall | 81.9 | 10% | 90.09 | SF | 0 | 0
|  |  |  | 4'x8' GB Sheet |  |  | 9 | Sheets
|  |  |  | 500' Tape Roll |  |  | 1 | Rolls
|  |  |  | Joint Compound |  |  | 2 | Gallons
|  |  |  | 1-1/4" Drywall Screws |  |  | 2 | Pounds
148 | A2.00-A2.50 | Assemblies/A9.21 |  | Fire Sealant @ Top & Bottom | 33.6 | 10% | 36.96 | LF | 0 | 0
149 | A2.00-A2.50 | Assemblies/A9.21 |  | 8" Metal Studs @ 16" O.C. | 81.9 | 10% | 90.09 | SF | 0 | 0
|  |  |  | Approx. Quantity of Studs |  |  | 8.1979 | EA
150 | A2.00-A2.50 | Assemblies/A9.21 |  | 8" Metal Runner Track @ Top & Bottom | 16.8 | 10% | 18.48 | LF | 0 | 0
151 | A2.00-A2.50 | Assemblies/A9.21 |  | 7-1/2" Acoustical Insulation R-13 | 81.9 | 10% | 90.09 | SF | 0 | 0
WALL TYPE - N1
152 | A2.00-A2.50 | Assemblies/A9.21 |  | (2) Layers of 5/8" Type"X" Gypsum Board on Both Sides of Wall | 417.3 | 10% | 459.03 | SF | 0 | 0
|  |  |  | 4'x8' GB Sheet |  |  | 15 | Sheets
|  |  |  | 500' Tape Roll |  |  | 1 | Rolls
|  |  |  | Joint Compound |  |  | 3 | Gallons
|  |  |  | 1-1/4" Drywall Screws |  |  | 3 | Pounds
153 | A2.00-A2.50 | Assemblies/A9.21 |  | Fire Sealant @ Top & Bottom | 42.8 | 10% | 47.08 | LF | 0 | 0
154 | A2.00-A2.50 | Assemblies/A9.21 |  | 4" Metal Studs @ 16" O.C. | 104.325 | 10% | 114.7575 | SF | 0 | 0
|  |  |  | Approx. Quantity of Studs |  |  | 10.1688 | EA
155 | A2.00-A2.50 | Assemblies/A9.21 |  | 4" Metal Runner Track @ Top & Bottom | 42.8 | 10% | 47.08 | LF | 0 | 0
WALL TYPE - J1
156 | A2.00-A2.50 | Assemblies/A9.21 |  | 1 Layer of 5/8" Type"X" Gypsum Board on One Side of Wall | 306.15 | 10% | 336.765 | SF | 0 | 0
|  |  |  | 4'x8' GB Sheet |  |  | 11 | Sheets
|  |  |  | 500' Tape Roll |  |  | 1 | Rolls
|  |  |  | Joint Compound |  |  | 2 | Gallons
|  |  |  | 1-1/4" Drywall Screws |  |  | 2 | Pounds
157 | A2.00-A2.50 | Assemblies/A9.21 |  | 1 Layer of 5/8" Type"X" Moisture Resistant Gypsum Board | 643.5 | 10% | 707.85 | SF | 0 | 0
|  |  |  | 4'x8' GB Sheet |  |  | 23 | Sheets
|  |  |  | 500' Tape Roll |  |  | 2 | Rolls
|  |  |  | Joint Compound |  |  | 4 | Gallons
|  |  |  | 1-1/4" Drywall Screws |  |  | 4 | Pounds
158 | A2.00-A2.50 | Assemblies/A9.21 |  | Fire Sealant @ Top & Bottom | 194.8 | 10% | 214.28 | LF | 0 | 0
WALL TYPE - X1A & X1C
159 | A2.00-A2.50 | Assemblies/A9.20 |  | 1 Layer of 5/8" Type"X" Gypsum Board on One Side of Wall | 3051.75 | 10% | 3356.925 | SF | 0 | 0
|  |  |  | 4'x8' GB Sheet |  |  | 105 | Sheets
|  |  |  | 500' Tape Roll |  |  | 6 | Rolls
|  |  |  | Joint Compound |  |  | 17 | Gallons
|  |  |  | 1-1/4" Drywall Screws |  |  | 18 | Pounds
160 | A2.00-A2.50 | Assemblies/A9.20 |  | Fire Sealant @ Top & Bottom | 626 | 10% | 688.6 | LF | 0 | 0
161 | A2.00-A2.50 | Assemblies/A9.20 |  | 6" Metal Studs @ 24" O.C. | 3051.75 | 10% | 3356.925 | SF | 0 | 0
|  |  |  | Approx. Quantity of Studs |  |  | 269.2091 | EA
162 | A2.00-A2.50 | Assemblies/A9.20 |  | 6" Metal Runner Track @ Top & Bottom | 626 | 10% | 688.6 | LF | 0 | 0
163 | A2.00-A2.50 | Assemblies/A9.20 |  | 5-1/2" Acoustical Batt Insulation R-21 | 3051.75 | 10% | 3356.925 | SF | 0 | 0
164 | A2.00-A2.50 | Assemblies/A9.20 |  | 1" R-5 Rigid Insulation | 3051.75 | 10% | 3356.925 | SF | 0 | 0
165 | A2.00-A2.50 | Assemblies/A9.20 |  | 1 Layer of 5/8" Type"X" Gypsum Board Sheathing | 3443 | 10% | 3787.3 | SF | 0 | 0
EXTERIOR WALLS - WOOD FRAMED XE1-5 & XG
166 | A2.00-A2.50 | Assemblies/A9.20 |  | 1 Layer of 5/8" Type"X" Gypsum Board on One Side of Wall | 4348.5 | 10% | 4783.35 | SF | 0 | 0
|  |  |  | 4'x8' GB Sheet |  |  | 150 | Sheets
|  |  |  | 500' Tape Roll |  |  | 8 | Rolls
|  |  |  | Joint Compound |  |  | 24 | Gallons
|  |  |  | 1-1/4" Drywall Screws |  |  | 26 | Pounds
167 | A2.00-A2.50 | Assemblies/A9.20 |  | Fire Sealant @ Top & Bottom | 892 | 10% | 981.2 | LF | 0 | 0
168 | A2.00-A2.50 | Assemblies/A9.20 |  | 5-1/2" Acoustical Batt Insulation R-21 | 4348.5 | 10% | 4783.35 | SF | 0 | 0
169 | A2.00-A2.50 | Assemblies/A9.20 |  | 1 Layer of 5/8" Type"X" Gypsum Board Sheathing | 4906 | 10% | 5396.6 | SF | 0 | 0
EXTERIOR WALLS - WOOD FRAMED XP1
170 | A2.00-A2.50 | Assemblies/A9.20 |  | (2) Layers of 5/8" Type"X" Gypsum Board on One Side of Wall | 670.8 | 10% | 737.88 | SF | 0 | 0
|  |  |  | 4'x8' GB Sheet |  |  | 24 | Sheets
|  |  |  | 500' Tape Roll |  |  | 2 | Rolls
|  |  |  | Joint Compound |  |  | 4 | Gallons
|  |  |  | 1-1/4" Drywall Screws |  |  | 4 | Pounds
171 | A2.00-A2.50 | Assemblies/A9.20 |  | Fire Sealant @ Top & Bottom | 68.8 | 10% | 75.68 | LF | 0 | 0
172 | A2.00-A2.50 | Assemblies/A9.20 |  | 5-1/2" Acoustical Batt Insulation R-21 | 335.4 | 10% | 368.94 | SF | 0 | 0
173 | A2.00-A2.50 | Assemblies/A9.20 |  | 1 Layer of 5/8" Type"X" Gypsum Board Sheathing | 378.4 | 10% | 416.24 | SF | 0 | 0
SECOND FLOOR
WALL TYPE - A1
174 | A2.00-A2.50 | Assemblies/A9.21 |  | 1 Layer of 5/8" Type"X" Gypsum Board on Both Sides of Wall | 2132.1 | 10% | 2345.31 | SF | 0 | 0
|  |  |  | 4'x8' GB Sheet |  |  | 74 | Sheets
|  |  |  | 500' Tape Roll |  |  | 4 | Rolls
|  |  |  | Joint Compound |  |  | 12 | Gallons
|  |  |  | 1-1/4" Drywall Screws |  |  | 13 | Pounds
175 | A2.00-A2.50 | Assemblies/A9.21 |  | 1 Layer of 5/8" Type"X" Moisture Resistant Gypsum Board | 418.5 | 10% | 460.35 | SF | 0 | 0
|  |  |  | 4'x8' GB Sheet |  |  | 15 | Sheets
|  |  |  | 500' Tape Roll |  |  | 1 | Rolls
|  |  |  | Joint Compound |  |  | 3 | Gallons
|  |  |  | 1-1/4" Drywall Screws |  |  | 3 | Pounds
176 | A2.00-A2.50 | Assemblies/A9.21 |  | Fire Sealant @ Top & Bottom | 566.8 | 10% | 623.48 | LF | 0 | 0
WALL TYPE - A2
177 | A2.00-A2.50 | Assemblies/A9.21 |  | 1 Layer of 5/8" Type"X" Gypsum Board on Both Sides of Wall | 26691.6 | 10% | 29360.76 | SF | 0 | 0
|  |  |  | 4'x8' GB Sheet |  |  | 918 | Sheets
|  |  |  | 500' Tape Roll |  |  | 45 | Rolls
|  |  |  | Joint Compound |  |  | 147 | Gallons
|  |  |  | 1-1/4" Drywall Screws |  |  | 155 | Pounds
178 | A2.00-A2.50 | Assemblies/A9.21 |  | 1 Layer of 5/8" Type"X" Moisture Resistant Gypsum Board | 3110.4 | 10% | 3421.44 | SF | 0 | 0
|  |  |  | 4'x8' GB Sheet |  |  | 107 | Sheets
|  |  |  | 500' Tape Roll |  |  | 6 | Rolls
|  |  |  | Joint Compound |  |  | 18 | Gallons
|  |  |  | 1-1/4" Drywall Screws |  |  | 18 | Pounds
179 | A2.00-A2.50 | Assemblies/A9.21 |  | Fire Sealant @ Top & Bottom | 6665.2 | 10% | 7331.72 | LF | 0 | 0
WALL TYPE - A3
180 | A2.00-A2.50 | Assemblies/A9.21 |  | 1 Layer of 5/8" Type"X" Gypsum Board on Both Sides of Wall | 73.8 | 10% | 81.18 | SF | 0 | 0
|  |  |  | 4'x8' GB Sheet |  |  | 3 | Sheets
|  |  |  | 500' Tape Roll |  |  | 1 | Rolls
|  |  |  | Joint Compound |  |  | 1 | Gallons
|  |  |  | 1-1/4" Drywall Screws |  |  | 1 | Pounds
181 | A2.00-A2.50 | Assemblies/A9.21 |  | 1 Layer of 5/8" Type"X" Moisture Resistant Gypsum Board | 73.8 | 10% | 81.18 | SF | 0 | 0
|  |  |  | 4'x8' GB Sheet |  |  | 3 | Sheets
|  |  |  | 500' Tape Roll |  |  | 1 | Rolls
|  |  |  | Joint Compound |  |  | 1 | Gallons
|  |  |  | 1-1/4" Drywall Screws |  |  | 1 | Pounds
182 | A2.00-A2.50 | Assemblies/A9.21 |  | Fire Sealant @ Top & Bottom | 32.8 | 10% | 36.08 | LF | 0 | 0
WALL TYPE - B1
183 | A2.00-A2.50 | Assemblies/A9.21 |  | (2) Layers of 5/8" Type"X" Gypsum Board on Both Sides of Wall | 259.2 | 10% | 285.12 | SF | 0 | 0
|  |  |  | 4'x8' GB Sheet |  |  | 9 | Sheets
|  |  |  | 500' Tape Roll |  |  | 1 | Rolls
|  |  |  | Joint Compound |  |  | 2 | Gallons
|  |  |  | 1-1/4" Drywall Screws |  |  | 2 | Pounds
184 | A2.00-A2.50 | Assemblies/A9.21 |  | Fire Sealant @ Top & Bottom | 28.8 | 10% | 31.68 | LF | 0 | 0
185 | A2.00-A2.50 | Assemblies/A9.21 |  | 3-1/2" Acoustical Insulation R-13 | 64.8 | 10% | 71.28 | SF | 0 | 0
WALL TYPE - B2
186 | A2.00-A2.50 | Assemblies/A9.21 |  | (2) Layers of 5/8" Type"X" Gypsum Board on Both Sides of Wall | 1854 | 10% | 2039.4 | SF | 0 | 0
|  |  |  | 4'x8' GB Sheet |  |  | 64 | Sheets
|  |  |  | 500' Tape Roll |  |  | 4 | Rolls
|  |  |  | Joint Compound |  |  | 11 | Gallons
|  |  |  | 1-1/4" Drywall Screws |  |  | 11 | Pounds
187 | A2.00-A2.50 | Assemblies/A9.21 |  | Fire Sealant @ Top & Bottom | 206 | 10% | 226.6 | LF | 0 | 0
188 | A2.00-A2.50 | Assemblies/A9.21 |  | 5-1/2" Acoustical Insulation R-13 | 463.5 | 10% | 509.85 | SF | 0 | 0
WALL TYPE - B3
189 | A2.00-A2.50 | Assemblies/A9.21 |  | (2) Layers of 5/8" Type"X" Gypsum Board on Both Sides of Wall | 305.1 | 10% | 335.61 | SF | 0 | 0
|  |  |  | 4'x8' GB Sheet |  |  | 11 | Sheets
|  |  |  | 500' Tape Roll |  |  | 1 | Rolls
|  |  |  | Joint Compound |  |  | 2 | Gallons
|  |  |  | 1-1/4" Drywall Screws |  |  | 2 | Pounds
190 | A2.00-A2.50 | Assemblies/A9.21 |  | 1 Layer of 5/8" Type"X" Moisture Resistant Gypsum Board | 101.7 | 10% | 111.87 | SF | 0 | 0
|  |  |  | 4'x8' GB Sheet |  |  | 4 | Sheets
|  |  |  | 500' Tape Roll |  |  | 1 | Rolls
|  |  |  | Joint Compound |  |  | 1 | Gallons
|  |  |  | 1-1/4" Drywall Screws |  |  | 1 | Pounds
191 | A2.00-A2.50 | Assemblies/A9.21 |  | Fire Sealant @ Top & Bottom | 45.2 | 10% | 49.72 | LF | 0 | 0
192 | A2.00-A2.50 | Assemblies/A9.21 |  | 7-1/2" Acoustical Insulation R-13 | 101.7 | 10% | 111.87 | SF | 0 | 0
WALL TYPE - B5
193 | A2.00-A2.50 | Assemblies/A9.21 |  | (2) Layers of 5/8" Type"X" Gypsum Board on One Side of Wall | 363.6 | 10% | 399.96 | SF | 0 | 0
|  |  |  | 4'x8' GB Sheet |  |  | 13 | Sheets
|  |  |  | 500' Tape Roll |  |  | 1 | Rolls
|  |  |  | Joint Compound |  |  | 2 | Gallons
|  |  |  | 1-1/4" Drywall Screws |  |  | 3 | Pounds
194 | A2.00-A2.50 | Assemblies/A9.21 |  | Fire Sealant @ Top & Bottom | 40.4 | 10% | 44.44 | LF | 0 | 0
195 | A2.00-A2.50 | Assemblies/A9.21 |  | 5-1/2" Acoustical Batt Insulation R-21 | 90.9 | 10% | 99.99 | SF | 0 | 0
196 | A2.00-A2.50 | Assemblies/A9.21 |  | 1 Layer of 5/8" Type"X" Gypsum Sheathing | 90.9 | 10% | 99.99 | SF | 0 | 0
WALL TYPE - C1 CORRIDOR WALLS
197 | A2.00-A2.50 | Assemblies/A9.21 |  | 1 Layer of 5/8" Type"X" Gypsum Board on Both Sides of Wall | 6568.2 | 10% | 7225.02 | SF | 0 | 0
|  |  |  | 4'x8' GB Sheet |  |  | 226 | Sheets
|  |  |  | 500' Tape Roll |  |  | 11 | Rolls
|  |  |  | Joint Compound |  |  | 37 | Gallons
|  |  |  | 1-1/4" Drywall Screws |  |  | 38 | Pounds
198 | A2.00-A2.50 | Assemblies/A9.21 |  | 1 Layer of 5/8" Type"X" Moisture Resistant Gypsum Board | 954 | 10% | 1049.4 | SF | 0 | 0
|  |  |  | 4'x8' GB Sheet |  |  | 33 | Sheets
|  |  |  | 500' Tape Roll |  |  | 2 | Rolls
|  |  |  | Joint Compound |  |  | 6 | Gallons
|  |  |  | 1-1/4" Drywall Screws |  |  | 6 | Pounds
199 | A2.00-A2.50 | Assemblies/A9.21 |  | Fire Sealant @ Top & Bottom | 1671.6 | 10% | 1838.76 | LF | 0 | 0
200 | A2.00-A2.50 | Assemblies/A9.21 |  | 5-1/2" Acoustical Insulation R-13 | 3761.1 | 10% | 4137.21 | SF | 0 | 0
201 | A2.00-A2.50 | Assemblies/A9.21 |  | 1/2" Resilient Channels | 3761.1 | 10% | 4137.21 | SF | 0 | 0
WALL TYPE - C1 DEMISING WALLS
202 | A2.00-A2.50 | Assemblies/A9.21 |  | 1 Layer of 5/8" Type"X" Gypsum Board on Both Sides of Wall | 5968.8 | 10% | 6565.68 | SF | 0 | 0
|  |  |  | 4'x8' GB Sheet |  |  | 206 | Sheets
|  |  |  | 500' Tape Roll |  |  | 10 | Rolls
|  |  |  | Joint Compound |  |  | 33 | Gallons
|  |  |  | 1-1/4" Drywall Screws |  |  | 35 | Pounds
203 | A2.00-A2.50 | Assemblies/A9.21 |  | Fire Sealant @ Top & Bottom | 1326.4 | 10% | 1459.04 | LF | 0 | 0
204 | A2.00-A2.50 | Assemblies/A9.21 |  | 5-1/2" Acoustical Insulation R-13 | 2984.4 | 10% | 3282.84 | SF | 0 | 0
205 | A2.00-A2.50 | Assemblies/A9.21 |  | 1/2" Resilient Channels | 2984.4 | 10% | 3282.84 | SF | 0 | 0
WALL TYPE - C2
206 | A2.00-A2.50 | Assemblies/A9.21 |  | 1 Layer of 5/8" Type"X" Gypsum Board on One Side of Wall | 1214.1 | 10% | 1335.51 | SF | 0 | 0
|  |  |  | 4'x8' GB Sheet |  |  | 42 | Sheets
|  |  |  | 500' Tape Roll |  |  | 3 | Rolls
|  |  |  | Joint Compound |  |  | 7 | Gallons
|  |  |  | 1-1/4" Drywall Screws |  |  | 8 | Pounds
207 | A2.00-A2.50 | Assemblies/A9.21 |  | 1 Layer of 5/8" Type"X" Moisture Resistant Gypsum Board | 378 | 10% | 415.8 | SF | 0 | 0
|  |  |  | 4'x8' GB Sheet |  |  | 13 | Sheets
|  |  |  | 500' Tape Roll |  |  | 1 | Rolls
|  |  |  | Joint Compound |  |  | 3 | Gallons
|  |  |  | 1-1/4" Drywall Screws |  |  | 3 | Pounds
208 | A2.00-A2.50 | Assemblies/A9.21 |  | Fire Sealant @ Top & Bottom | 353.8 | 10% | 389.18 | LF | 0 | 0
209 | A2.00-A2.50 | Assemblies/A9.21 |  | 5-1/2" Acoustical Batt Insulation R-21 | 1592.1 | 10% | 1751.31 | SF | 0 | 0
210 | A2.00-A2.50 | Assemblies/A9.21 |  | 1/2" Resilient Channels | 1592.1 | 10% | 1751.31 | SF | 0 | 0
WALL TYPE - C3 CORRIDOR WALL
211 | A2.00-A2.50 | Assemblies/A9.21 |  | 1 Layer of 5/8" Type"X" Gypsum Board on Both Sides of Wall | 449.1 | 10% | 494.01 | SF | 0 | 0
|  |  |  | 4'x8' GB Sheet |  |  | 16 | Sheets
|  |  |  | 500' Tape Roll |  |  | 1 | Rolls
|  |  |  | Joint Compound |  |  | 3 | Gallons
|  |  |  | 1-1/4" Drywall Screws |  |  | 3 | Pounds
212 | A2.00-A2.50 | Assemblies/A9.21 |  | 1 Layer of 5/8" Type"X" Moisture Resistant Gypsum Board | 449.1 | 10% | 494.01 | SF | 0 | 0
|  |  |  | 4'x8' GB Sheet |  |  | 16 | Sheets
|  |  |  | 500' Tape Roll |  |  | 1 | Rolls
|  |  |  | Joint Compound |  |  | 3 | Gallons
|  |  |  | 1-1/4" Drywall Screws |  |  | 3 | Pounds
213 | A2.00-A2.50 | Assemblies/A9.21 |  | Fire Sealant @ Top & Bottom | 199.6 | 10% | 219.56 | LF | 0 | 0
214 | A2.00-A2.50 | Assemblies/A9.21 |  | 7-1/2" Acoustical Insulation R-13 | 449.1 | 10% | 494.01 | SF | 0 | 0
215 | A2.00-A2.50 | Assemblies/A9.21 |  | 1/2" Resilient Channels | 449.1 | 10% | 494.01 | SF | 0 | 0
WALL TYPE - C3 DEMISING WALL
216 | A2.00-A2.50 | Assemblies/A9.21 |  | 1 Layer of 5/8" Type"X" Moisture Resistant Gypsum Board On Both Sides of Wall | 1245.6 | 10% | 1370.16 | SF | 0 | 0
|  |  |  | 4'x8' GB Sheet |  |  | 43 | Sheets
|  |  |  | 500' Tape Roll |  |  | 3 | Rolls
|  |  |  | Joint Compound |  |  | 7 | Gallons
|  |  |  | 1-1/4" Drywall Screws |  |  | 8 | Pounds
217 | A2.00-A2.50 | Assemblies/A9.21 |  | Fire Sealant @ Top & Bottom | 276.8 | 10% | 304.48 | LF | 0 | 0
218 | A2.00-A2.50 | Assemblies/A9.21 |  | 7-1/2" Acoustical Insulation R-13 | 622.8 | 10% | 685.08 | SF | 0 | 0
219 | A2.00-A2.50 | Assemblies/A9.21 |  | 1/2" Resilient Channels | 622.8 | 10% | 685.08 | SF | 0 | 0
WALL TYPE - C4
220 | A2.00-A2.50 | Assemblies/A9.21 |  | 1 Layer of 5/8" Type"X" Moisture Resistant Gypsum Board on One Side of Wall | 48.6 | 10% | 53.46 | SF | 0 | 0
|  |  |  | 4'x8' GB Sheet |  |  | 2 | Sheets
|  |  |  | 500' Tape Roll |  |  | 1 | Rolls
|  |  |  | Joint Compound |  |  | 1 | Gallons
|  |  |  | 1-1/4" Drywall Screws |  |  | 1 | Pounds
221 | A2.00-A2.50 | Assemblies/A9.21 |  | Fire Sealant @ Top & Bottom | 10.8 | 10% | 11.88 | LF | 0 | 0
222 | A2.00-A2.50 | Assemblies/A9.21 |  | 7-1/2" Acoustical Insulation R-21 | 48.6 | 10% | 53.46 | SF | 0 | 0
223 | A2.00-A2.50 | Assemblies/A9.21 |  | 1/2" Resilient Channels | 48.6 | 10% | 53.46 | SF | 0 | 0
WALL TYPE - C5
224 | A2.00-A2.50 | Assemblies/A9.21 |  | 1 Layer of 5/8" Type"X" Gypsum Board on Both Sides of Wall | 885.6 | 10% | 974.16 | SF | 0 | 0
|  |  |  | 4'x8' GB Sheet |  |  | 31 | Sheets
|  |  |  | 500' Tape Roll |  |  | 2 | Rolls
|  |  |  | Joint Compound |  |  | 5 | Gallons
|  |  |  | 1-1/4" Drywall Screws |  |  | 6 | Pounds
225 | A2.00-A2.50 | Assemblies/A9.21 |  | Fire Sealant @ Top & Bottom | 196.8 | 10% | 216.48 | LF | 0 | 0
226 | A2.00-A2.50 | Assemblies/A9.21 |  | 3-1/2" Acoustical Insulation R-13 | 442.8 | 10% | 487.08 | SF | 0 | 0
227 | A2.00-A2.50 | Assemblies/A9.21 |  | 1/2" Resilient Channels | 442.8 | 10% | 487.08 | SF | 0 | 0
WALL TYPE - C1.B
228 | A2.00-A2.50 | Assemblies/A9.21 |  | 1 Layer of 5/8" Type"X" Gypsum Board on One Side of Wall | 334.8 | 10% | 368.28 | SF | 0 | 0
|  |  |  | 4'x8' GB Sheet |  |  | 12 | Sheets
|  |  |  | 500' Tape Roll |  |  | 1 | Rolls
|  |  |  | Joint Compound |  |  | 2 | Gallons
|  |  |  | 1-1/4" Drywall Screws |  |  | 2 | Pounds
229 | A2.00-A2.50 | Assemblies/A9.21 |  | 1 Layer of 5/8" Type"X" Moisture Resistant Gypsum Board | 94.5 | 10% | 103.95 | SF | 0 | 0
|  |  |  | 4'x8' GB Sheet |  |  | 4 | Sheets
|  |  |  | 500' Tape Roll |  |  | 1 | Rolls
|  |  |  | Joint Compound |  |  | 1 | Gallons
|  |  |  | 1-1/4" Drywall Screws |  |  | 1 | Pounds
230 | A2.00-A2.50 | Assemblies/A9.21 |  | Fire Sealant @ Top & Bottom | 95.4 | 10% | 104.94 | LF | 0 | 0
231 | A2.00-A2.50 | Assemblies/A9.21 |  | 5-1/2" Acoustical Insulation R-13 | 429.3 | 10% | 472.23 | SF | 0 | 0
232 | A2.00-A2.50 | Assemblies/A9.21 |  | 1/2" Resilient Channels | 429.3 | 10% | 472.23 | SF | 0 | 0
WALL TYPE - C2.B
233 | A2.00-A2.50 | Assemblies/A9.21 |  | 1 Layer of 5/8" Type"X" Gypsum Board on One Side of Wall | 342.9 | 10% | 377.19 | SF | 0 | 0
|  |  |  | 4'x8' GB Sheet |  |  | 12 | Sheets
|  |  |  | 500' Tape Roll |  |  | 1 | Rolls
|  |  |  | Joint Compound |  |  | 2 | Gallons
|  |  |  | 1-1/4" Drywall Screws |  |  | 2 | Pounds
234 | A2.00-A2.50 | Assemblies/A9.21 |  | 1 Layer of 5/8" Type"X" Moisture Resistant Gypsum Board | 198 | 10% | 217.8 | SF | 0 | 0
|  |  |  | 4'x8' GB Sheet |  |  | 7 | Sheets
|  |  |  | 500' Tape Roll |  |  | 1 | Rolls
|  |  |  | Joint Compound |  |  | 2 | Gallons
|  |  |  | 1-1/4" Drywall Screws |  |  | 2 | Pounds
235 | A2.00-A2.50 | Assemblies/A9.21 |  | Fire Sealant @ Top & Bottom | 120.2 | 10% | 132.22 | LF | 0 | 0
236 | A2.00-A2.50 | Assemblies/A9.21 |  | 5-1/2" Acoustical Batt Insulation R-21 | 540.9 | 10% | 594.99 | SF | 0 | 0
237 | A2.00-A2.50 | Assemblies/A9.21 |  | 1/2" Resilient Channels | 540.9 | 10% | 594.99 | SF | 0 | 0
WALL TYPE - D1
238 | A2.00-A2.50 | Assemblies/A9.21 |  | (2) Layers of 5/8" Type"X" Gypsum Board on Both Sides of Wall | 3315.6 | 10% | 3647.16 | SF | 0 | 0
|  |  |  | 4'x8' GB Sheet |  |  | 114 | Sheets
|  |  |  | 500' Tape Roll |  |  | 6 | Rolls
|  |  |  | Joint Compound |  |  | 19 | Gallons
|  |  |  | 1-1/4" Drywall Screws |  |  | 20 | Pounds
239 | A2.00-A2.50 | Assemblies/A9.21 |  | Fire Sealant @ Top & Bottom | 368.4 | 10% | 405.24 | LF | 0 | 0
240 | A2.00-A2.50 | Assemblies/A9.21 |  | 5-1/2" Acoustical Insulation R-13 | 828.9 | 10% | 911.79 | SF | 0 | 0
241 | A2.00-A2.50 | Assemblies/A9.21 |  | 1/2" Resilient Channels | 828.9 | 10% | 911.79 | SF | 0 | 0
WALL TYPE - D2
242 | A2.00-A2.50 | Assemblies/A9.21 |  | (2) Layers of 5/8" Type"X" Gypsum Board on Both Sides of Wall | 216 | 10% | 237.6 | SF | 0 | 0
|  |  |  | 4'x8' GB Sheet |  |  | 8 | Sheets
|  |  |  | 500' Tape Roll |  |  | 1 | Rolls
|  |  |  | Joint Compound |  |  | 2 | Gallons
|  |  |  | 1-1/4" Drywall Screws |  |  | 2 | Pounds
243 | A2.00-A2.50 | Assemblies/A9.21 |  | 1 Layer of 5/8" Type"X" Moisture Resistant Gypsum Board | 72 | 10% | 79.2 | SF | 0 | 0
|  |  |  | 4'x8' GB Sheet |  |  | 3 | Sheets
|  |  |  | 500' Tape Roll |  |  | 1 | Rolls
|  |  |  | Joint Compound |  |  | 1 | Gallons
|  |  |  | 1-1/4" Drywall Screws |  |  | 1 | Pounds
244 | A2.00-A2.50 | Assemblies/A9.21 |  | Fire Sealant @ Top & Bottom | 32 | 10% | 35.2 | LF | 0 | 0
245 | A2.00-A2.50 | Assemblies/A9.21 |  | 7-1/2" Acoustical Insulation R-13 | 72 | 10% | 79.2 | SF | 0 | 0
246 | A2.00-A2.50 | Assemblies/A9.21 |  | 1/2" Resilient Channels | 72 | 10% | 79.2 | SF | 0 | 0
WALL TYPE - F1
247 | A2.00-A2.50 | Assemblies/A9.21 |  | 1 Layer of 5/8" Type"X" Gypsum Board on Both Sides of Wall | 511.2 | 10% | 562.32 | SF | 0 | 0
|  |  |  | 4'x8' GB Sheet |  |  | 18 | Sheets
|  |  |  | 500' Tape Roll |  |  | 1 | Rolls
|  |  |  | Joint Compound |  |  | 3 | Gallons
|  |  |  | 1-1/4" Drywall Screws |  |  | 3 | Pounds
248 | A2.00-A2.50 | Assemblies/A9.21 |  | Fire Sealant @ Top & Bottom | 113.6 | 10% | 124.96 | LF | 0 | 0
249 | A2.00-A2.50 | Assemblies/A9.21 |  | 5-1/2" Acoustical Batt Insulation R-21 | 255.6 | 10% | 281.16 | SF | 0 | 0
250 | A2.00-A2.50 | Assemblies/A9.21 |  | 1/2" Resilient Channels | 255.6 | 10% | 281.16 | SF | 0 | 0
WALL TYPE - F1.B
251 | A2.00-A2.50 | Assemblies/A9.21 |  | 1 Layer of 5/8" Type"X" Gypsum Board on Both Sides of Wall | 181.8 | 10% | 199.98 | SF | 0 | 0
|  |  |  | 4'x8' GB Sheet |  |  | 7 | Sheets
|  |  |  | 500' Tape Roll |  |  | 1 | Rolls
|  |  |  | Joint Compound |  |  | 1 | Gallons
|  |  |  | 1-1/4" Drywall Screws |  |  | 2 | Pounds
252 | A2.00-A2.50 | Assemblies/A9.21 |  | Fire Sealant @ Top & Bottom | 40.4 | 10% | 44.44 | LF | 0 | 0
253 | A2.00-A2.50 | Assemblies/A9.21 |  | 5-1/2" Acoustical Batt Insulation R-21 | 90.9 | 10% | 99.99 | SF | 0 | 0
254 | A2.00-A2.50 | Assemblies/A9.21 |  | 1/2" Resilient Channels | 90.9 | 10% | 99.99 | SF | 0 | 0
WALL TYPE - N1
255 | A2.00-A2.50 | Assemblies/A9.21 |  | (2) Layers of 5/8" Type"X" Gypsum Board on Both Sides of Wall | 118.8 | 10% | 130.68 | SF | 0 | 0
|  |  |  | 4'x8' GB Sheet |  |  | 5 | Sheets
|  |  |  | 500' Tape Roll |  |  | 1 | Rolls
|  |  |  | Joint Compound |  |  | 1 | Gallons
|  |  |  | 1-1/4" Drywall Screws |  |  | 1 | Pounds
256 | A2.00-A2.50 | Assemblies/A9.21 |  | Fire Sealant @ Top & Bottom | 13.2 | 10% | 14.52 | LF | 0 | 0
257 | A2.00-A2.50 | Assemblies/A9.21 |  | 4" Metal Studs @ 16" O.C. | 29.7 | 10% | 32.67 | SF | 0 | 0
|  |  |  | Approx. Quantity of Studs |  |  | 3.8278 | EA
258 | A2.00-A2.50 | Assemblies/A9.21 |  | 4" Metal Runner Track @ Top & Bottom | 13.2 | 10% | 14.52 | LF | 0 | 0
WALL TYPE - J1
259 | A2.00-A2.50 | Assemblies/A9.21 |  | 1 Layer of 5/8" Type"X" Gypsum Board on One Side of Wall | 364.5 | 10% | 400.95 | SF | 0 | 0
|  |  |  | 4'x8' GB Sheet |  |  | 13 | Sheets
|  |  |  | 500' Tape Roll |  |  | 1 | Rolls
|  |  |  | Joint Compound |  |  | 3 | Gallons
|  |  |  | 1-1/4" Drywall Screws |  |  | 3 | Pounds
260 | A2.00-A2.50 | Assemblies/A9.21 |  | 1 Layer of 5/8" Type"X" Moisture Resistant Gypsum Board | 1336.5 | 10% | 1470.15 | SF | 0 | 0
|  |  |  | 4'x8' GB Sheet |  |  | 46 | Sheets
|  |  |  | 500' Tape Roll |  |  | 3 | Rolls
|  |  |  | Joint Compound |  |  | 8 | Gallons
|  |  |  | 1-1/4" Drywall Screws |  |  | 8 | Pounds
261 | A2.00-A2.50 | Assemblies/A9.21 |  | Fire Sealant @ Top & Bottom | 378 | 10% | 415.8 | LF | 0 | 0
EXTERIOR WALLS - WOOD FRAMED XE1-5 & XG
262 | A2.00-A2.50 | Assemblies/A9.20 |  | 1 Layer of 5/8" Type"X" Gypsum Board on One Side of Wall | 8205.3 | 10% | 9025.83 | SF | 0 | 0
|  |  |  | 4'x8' GB Sheet |  |  | 283 | Sheets
|  |  |  | 500' Tape Roll |  |  | 14 | Rolls
|  |  |  | Joint Compound |  |  | 46 | Gallons
|  |  |  | 1-1/4" Drywall Screws |  |  | 48 | Pounds
263 | A2.00-A2.50 | Assemblies/A9.20 |  | Fire Sealant @ Top & Bottom | 1823.4 | 10% | 2005.74 | LF | 0 | 0
264 | A2.00-A2.50 | Assemblies/A9.20 |  | 5-1/2" Acoustical Batt Insulation R-21 | 8205.3 | 10% | 9025.83 | SF | 0 | 0
265 | A2.00-A2.50 | Assemblies/A9.20 |  | 1 Layer of 5/8" Type"X" Gypsum Board Sheathing | 9344.925 | 10% | 10279.4175 | SF | 0 | 0
EXTERIOR WALLS - WOOD FRAMED XP1
266 | A2.00-A2.50 | Assemblies/A9.20 |  | (2) Layers of 5/8" Type"X" Gypsum Board on One Side of Wall | 828 | 10% | 910.8 | SF | 0 | 0
|  |  |  | 4'x8' GB Sheet |  |  | 29 | Sheets
|  |  |  | 500' Tape Roll |  |  | 2 | Rolls
|  |  |  | Joint Compound |  |  | 5 | Gallons
|  |  |  | 1-1/4" Drywall Screws |  |  | 5 | Pounds
267 | A2.00-A2.50 | Assemblies/A9.20 |  | Fire Sealant @ Top & Bottom | 92 | 10% | 101.2 | LF | 0 | 0
268 | A2.00-A2.50 | Assemblies/A9.20 |  | 5-1/2" Acoustical Batt Insulation R-21 | 414 | 10% | 455.4 | SF | 0 | 0
269 | A2.00-A2.50 | Assemblies/A9.20 |  | 1 Layer of 5/8" Type"X" Gypsum Board Sheathing | 506 | 10% | 556.6 | SF | 0 | 0
PARAPET WALLS
270 | A2.00-A2.50 | Detail 13/A9.30 |  | 1 Layer of 5/8" Type"X" Gypsum Board Sheathing | 747.349 | 10% | 822.0839 | SF | 0 | 0
271 | A2.00-A2.50 | Detail 13/A9.30 |  | 5-1/2" Acoustical Batt Insulation R-21 | 747.349 | 10% | 822.0839 | SF | 0 | 0
THIRD FLOOR
WALL TYPE - A1
272 | A2.00-A2.50 | Assemblies/A9.21 |  | 1 Layer of 5/8" Type"X" Gypsum Board on Both Sides of Wall | 2409.3 | 10% | 2650.23 | SF | 0 | 0
|  |  |  | 4'x8' GB Sheet |  |  | 83 | Sheets
|  |  |  | 500' Tape Roll |  |  | 4 | Rolls
|  |  |  | Joint Compound |  |  | 14 | Gallons
|  |  |  | 1-1/4" Drywall Screws |  |  | 14 | Pounds
273 | A2.00-A2.50 | Assemblies/A9.21 |  | 1 Layer of 5/8" Type"X" Moisture Resistant Gypsum Board | 418.5 | 10% | 460.35 | SF | 0 | 0
|  |  |  | 4'x8' GB Sheet |  |  | 15 | Sheets
|  |  |  | 500' Tape Roll |  |  | 1 | Rolls
|  |  |  | Joint Compound |  |  | 3 | Gallons
|  |  |  | 1-1/4" Drywall Screws |  |  | 3 | Pounds
274 | A2.00-A2.50 | Assemblies/A9.21 |  | Fire Sealant @ Top & Bottom | 628.4 | 10% | 691.24 | LF | 0 | 0
WALL TYPE - A2
275 | A2.00-A2.50 | Assemblies/A9.21 |  | 1 Layer of 5/8" Type"X" Gypsum Board on Both Sides of Wall | 27231.6 | 10% | 29954.76 | SF | 0 | 0
|  |  |  | 4'x8' GB Sheet |  |  | 937 | Sheets
|  |  |  | 500' Tape Roll |  |  | 45 | Rolls
|  |  |  | Joint Compound |  |  | 150 | Gallons
|  |  |  | 1-1/4" Drywall Screws |  |  | 158 | Pounds
276 | A2.00-A2.50 | Assemblies/A9.21 |  | 1 Layer of 5/8" Type"X" Moisture Resistant Gypsum Board | 3110.4 | 10% | 3421.44 | SF | 0 | 0
|  |  |  | 4'x8' GB Sheet |  |  | 107 | Sheets
|  |  |  | 500' Tape Roll |  |  | 6 | Rolls
|  |  |  | Joint Compound |  |  | 18 | Gallons
|  |  |  | 1-1/4" Drywall Screws |  |  | 18 | Pounds
277 | A2.00-A2.50 | Assemblies/A9.21 |  | Fire Sealant @ Top & Bottom | 6785.2 | 10% | 7463.72 | LF | 0 | 0
WALL TYPE - A3
278 | A2.00-A2.50 | Assemblies/A9.21 |  | 1 Layer of 5/8" Type"X" Gypsum Board on Both Sides of Wall | 73.8 | 10% | 81.18 | SF | 0 | 0
|  |  |  | 4'x8' GB Sheet |  |  | 3 | Sheets
|  |  |  | 500' Tape Roll |  |  | 1 | Rolls
|  |  |  | Joint Compound |  |  | 1 | Gallons
|  |  |  | 1-1/4" Drywall Screws |  |  | 1 | Pounds
279 | A2.00-A2.50 | Assemblies/A9.21 |  | 1 Layer of 5/8" Type"X" Moisture Resistant Gypsum Board | 73.8 | 10% | 81.18 | SF | 0 | 0
|  |  |  | 4'x8' GB Sheet |  |  | 3 | Sheets
|  |  |  | 500' Tape Roll |  |  | 1 | Rolls
|  |  |  | Joint Compound |  |  | 1 | Gallons
|  |  |  | 1-1/4" Drywall Screws |  |  | 1 | Pounds
280 | A2.00-A2.50 | Assemblies/A9.21 |  | Fire Sealant @ Top & Bottom | 32.8 | 10% | 36.08 | LF | 0 | 0
WALL TYPE - B1
281 | A2.00-A2.50 | Assemblies/A9.21 |  | (2) Layers of 5/8" Type"X" Gypsum Board on Both Sides of Wall | 266.4 | 10% | 293.04 | SF | 0 | 0
|  |  |  | 4'x8' GB Sheet |  |  | 10 | Sheets
|  |  |  | 500' Tape Roll |  |  | 1 | Rolls
|  |  |  | Joint Compound |  |  | 2 | Gallons
|  |  |  | 1-1/4" Drywall Screws |  |  | 2 | Pounds
282 | A2.00-A2.50 | Assemblies/A9.21 |  | Fire Sealant @ Top & Bottom | 29.6 | 10% | 32.56 | LF | 0 | 0
283 | A2.00-A2.50 | Assemblies/A9.21 |  | 3-1/2" Acoustical Insulation R-13 | 66.6 | 10% | 73.26 | SF | 0 | 0
WALL TYPE - B2
284 | A2.00-A2.50 | Assemblies/A9.21 |  | (2) Layers of 5/8" Type"X" Gypsum Board on Both Sides of Wall | 1854 | 10% | 2039.4 | SF | 0 | 0
|  |  |  | 4'x8' GB Sheet |  |  | 64 | Sheets
|  |  |  | 500' Tape Roll |  |  | 4 | Rolls
|  |  |  | Joint Compound |  |  | 11 | Gallons
|  |  |  | 1-1/4" Drywall Screws |  |  | 11 | Pounds
285 | A2.00-A2.50 | Assemblies/A9.21 |  | Fire Sealant @ Top & Bottom | 206 | 10% | 226.6 | LF | 0 | 0
286 | A2.00-A2.50 | Assemblies/A9.21 |  | 5-1/2" Acoustical Insulation R-13 | 463.5 | 10% | 509.85 | SF | 0 | 0
WALL TYPE - B3
287 | A2.00-A2.50 | Assemblies/A9.21 |  | (2) Layers of 5/8" Type"X" Gypsum Board on Both Sides of Wall | 305.1 | 10% | 335.61 | SF | 0 | 0
|  |  |  | 4'x8' GB Sheet |  |  | 11 | Sheets
|  |  |  | 500' Tape Roll |  |  | 1 | Rolls
|  |  |  | Joint Compound |  |  | 2 | Gallons
|  |  |  | 1-1/4" Drywall Screws |  |  | 2 | Pounds
288 | A2.00-A2.50 | Assemblies/A9.21 |  | 1 Layer of 5/8" Type"X" Moisture Resistant Gypsum Board | 101.7 | 10% | 111.87 | SF | 0 | 0
|  |  |  | 4'x8' GB Sheet |  |  | 4 | Sheets
|  |  |  | 500' Tape Roll |  |  | 1 | Rolls
|  |  |  | Joint Compound |  |  | 1 | Gallons
|  |  |  | 1-1/4" Drywall Screws |  |  | 1 | Pounds
289 | A2.00-A2.50 | Assemblies/A9.21 |  | Fire Sealant @ Top & Bottom | 45.2 | 10% | 49.72 | LF | 0 | 0
290 | A2.00-A2.50 | Assemblies/A9.21 |  | 7-1/2" Acoustical Insulation R-13 | 101.7 | 10% | 111.87 | SF | 0 | 0
WALL TYPE - B5
291 | A2.00-A2.50 | Assemblies/A9.21 |  | (2) Layers of 5/8" Type"X" Gypsum Board on One Side of Wall | 363.6 | 10% | 399.96 | SF | 0 | 0
|  |  |  | 4'x8' GB Sheet |  |  | 13 | Sheets
|  |  |  | 500' Tape Roll |  |  | 1 | Rolls
|  |  |  | Joint Compound |  |  | 2 | Gallons
|  |  |  | 1-1/4" Drywall Screws |  |  | 3 | Pounds
292 | A2.00-A2.50 | Assemblies/A9.21 |  | Fire Sealant @ Top & Bottom | 40.4 | 10% | 44.44 | LF | 0 | 0
293 | A2.00-A2.50 | Assemblies/A9.21 |  | 5-1/2" Acoustical Batt Insulation R-21 | 90.9 | 10% | 99.99 | SF | 0 | 0
294 | A2.00-A2.50 | Assemblies/A9.21 |  | 1 Layer of 5/8" Type"X" Gypsum Sheathing | 90.9 | 10% | 99.99 | SF | 0 | 0
WALL TYPE - C1 CORRIDOR WALLS
295 | A2.00-A2.50 | Assemblies/A9.21 |  | 1 Layer of 5/8" Type"X" Gypsum Board on Both Sides of Wall | 6480 | 10% | 7128 | SF | 0 | 0
|  |  |  | 4'x8' GB Sheet |  |  | 223 | Sheets
|  |  |  | 500' Tape Roll |  |  | 11 | Rolls
|  |  |  | Joint Compound |  |  | 36 | Gallons
|  |  |  | 1-1/4" Drywall Screws |  |  | 38 | Pounds
296 | A2.00-A2.50 | Assemblies/A9.21 |  | 1 Layer of 5/8" Type"X" Moisture Resistant Gypsum Board | 954 | 10% | 1049.4 | SF | 0 | 0
|  |  |  | 4'x8' GB Sheet |  |  | 33 | Sheets
|  |  |  | 500' Tape Roll |  |  | 2 | Rolls
|  |  |  | Joint Compound |  |  | 6 | Gallons
|  |  |  | 1-1/4" Drywall Screws |  |  | 6 | Pounds
297 | A2.00-A2.50 | Assemblies/A9.21 |  | Fire Sealant @ Top & Bottom | 1652 | 10% | 1817.2 | LF | 0 | 0
298 | A2.00-A2.50 | Assemblies/A9.21 |  | 5-1/2" Acoustical Insulation R-13 | 3717 | 10% | 4088.7 | SF | 0 | 0
299 | A2.00-A2.50 | Assemblies/A9.21 |  | 1/2" Resilient Channels | 3717 | 10% | 4088.7 | SF | 0 | 0
WALL TYPE - C1 DEMISING WALLS
300 | A2.00-A2.50 | Assemblies/A9.21 |  | 1 Layer of 5/8" Type"X" Gypsum Board on Both Sides of Wall | 5643 | 10% | 6207.3 | SF | 0 | 0
|  |  |  | 4'x8' GB Sheet |  |  | 194 | Sheets
|  |  |  | 500' Tape Roll |  |  | 10 | Rolls
|  |  |  | Joint Compound |  |  | 32 | Gallons
|  |  |  | 1-1/4" Drywall Screws |  |  | 33 | Pounds
301 | A2.00-A2.50 | Assemblies/A9.21 |  | Fire Sealant @ Top & Bottom | 1254 | 10% | 1379.4 | LF | 0 | 0
302 | A2.00-A2.50 | Assemblies/A9.21 |  | 5-1/2" Acoustical Insulation R-13 | 2821.5 | 10% | 3103.65 | SF | 0 | 0
303 | A2.00-A2.50 | Assemblies/A9.21 |  | 1/2" Resilient Channels | 2821.5 | 10% | 3103.65 | SF | 0 | 0
WALL TYPE - C2
304 | A2.00-A2.50 | Assemblies/A9.21 |  | 1 Layer of 5/8" Type"X" Gypsum Board on One Side of Wall | 1214.1 | 10% | 1335.51 | SF | 0 | 0
|  |  |  | 4'x8' GB Sheet |  |  | 42 | Sheets
|  |  |  | 500' Tape Roll |  |  | 3 | Rolls
|  |  |  | Joint Compound |  |  | 7 | Gallons
|  |  |  | 1-1/4" Drywall Screws |  |  | 8 | Pounds
305 | A2.00-A2.50 | Assemblies/A9.21 |  | 1 Layer of 5/8" Type"X" Moisture Resistant Gypsum Board | 378 | 10% | 415.8 | SF | 0 | 0
|  |  |  | 4'x8' GB Sheet |  |  | 13 | Sheets
|  |  |  | 500' Tape Roll |  |  | 1 | Rolls
|  |  |  | Joint Compound |  |  | 3 | Gallons
|  |  |  | 1-1/4" Drywall Screws |  |  | 3 | Pounds
306 | A2.00-A2.50 | Assemblies/A9.21 |  | Fire Sealant @ Top & Bottom | 353.8 | 10% | 389.18 | LF | 0 | 0
307 | A2.00-A2.50 | Assemblies/A9.21 |  | 5-1/2" Acoustical Batt Insulation R-21 | 1592.1 | 10% | 1751.31 | SF | 0 | 0
308 | A2.00-A2.50 | Assemblies/A9.21 |  | 1/2" Resilient Channels | 1592.1 | 10% | 1751.31 | SF | 0 | 0
WALL TYPE - C3 CORRIDOR WALL
309 | A2.00-A2.50 | Assemblies/A9.21 |  | 1 Layer of 5/8" Type"X" Gypsum Board on Both Sides of Wall | 449.1 | 10% | 494.01 | SF | 0 | 0
|  |  |  | 4'x8' GB Sheet |  |  | 16 | Sheets
|  |  |  | 500' Tape Roll |  |  | 1 | Rolls
|  |  |  | Joint Compound |  |  | 3 | Gallons
|  |  |  | 1-1/4" Drywall Screws |  |  | 3 | Pounds
310 | A2.00-A2.50 | Assemblies/A9.21 |  | 1 Layer of 5/8" Type"X" Moisture Resistant Gypsum Board | 449.1 | 10% | 494.01 | SF | 0 | 0
|  |  |  | 4'x8' GB Sheet |  |  | 16 | Sheets
|  |  |  | 500' Tape Roll |  |  | 1 | Rolls
|  |  |  | Joint Compound |  |  | 3 | Gallons
|  |  |  | 1-1/4" Drywall Screws |  |  | 3 | Pounds
311 | A2.00-A2.50 | Assemblies/A9.21 |  | Fire Sealant @ Top & Bottom | 199.6 | 10% | 219.56 | LF | 0 | 0
312 | A2.00-A2.50 | Assemblies/A9.21 |  | 7-1/2" Acoustical Insulation R-13 | 449.1 | 10% | 494.01 | SF | 0 | 0
313 | A2.00-A2.50 | Assemblies/A9.21 |  | 1/2" Resilient Channels | 449.1 | 10% | 494.01 | SF | 0 | 0
WALL TYPE - C3 DEMISING WALL
314 | A2.00-A2.50 | Assemblies/A9.21 |  | 1 Layer of 5/8" Type"X" Moisture Resistant Gypsum Board On Both Sides of Wall | 1245.6 | 10% | 1370.16 | SF | 0 | 0
|  |  |  | 4'x8' GB Sheet |  |  | 43 | Sheets
|  |  |  | 500' Tape Roll |  |  | 3 | Rolls
|  |  |  | Joint Compound |  |  | 7 | Gallons
|  |  |  | 1-1/4" Drywall Screws |  |  | 8 | Pounds
315 | A2.00-A2.50 | Assemblies/A9.21 |  | Fire Sealant @ Top & Bottom | 276.8 | 10% | 304.48 | LF | 0 | 0
316 | A2.00-A2.50 | Assemblies/A9.21 |  | 7-1/2" Acoustical Insulation R-13 | 622.8 | 10% | 685.08 | SF | 0 | 0
317 | A2.00-A2.50 | Assemblies/A9.21 |  | 1/2" Resilient Channels | 622.8 | 10% | 685.08 | SF | 0 | 0
WALL TYPE - C4
318 | A2.00-A2.50 | Assemblies/A9.21 |  | 1 Layer of 5/8" Type"X" Moisture Resistant Gypsum Board on One Side of Wall | 48.6 | 10% | 53.46 | SF | 0 | 0
|  |  |  | 4'x8' GB Sheet |  |  | 2 | Sheets
|  |  |  | 500' Tape Roll |  |  | 1 | Rolls
|  |  |  | Joint Compound |  |  | 1 | Gallons
|  |  |  | 1-1/4" Drywall Screws |  |  | 1 | Pounds
319 | A2.00-A2.50 | Assemblies/A9.21 |  | Fire Sealant @ Top & Bottom | 10.8 | 10% | 11.88 | LF | 0 | 0
320 | A2.00-A2.50 | Assemblies/A9.21 |  | 7-1/2" Acoustical Insulation R-21 | 48.6 | 10% | 53.46 | SF | 0 | 0
321 | A2.00-A2.50 | Assemblies/A9.21 |  | 1/2" Resilient Channels | 48.6 | 10% | 53.46 | SF | 0 | 0
WALL TYPE - C5
322 | A2.00-A2.50 | Assemblies/A9.21 |  | 1 Layer of 5/8" Type"X" Gypsum Board on Both Sides of Wall | 849.6 | 10% | 934.56 | SF | 0 | 0
|  |  |  | 4'x8' GB Sheet |  |  | 30 | Sheets
|  |  |  | 500' Tape Roll |  |  | 2 | Rolls
|  |  |  | Joint Compound |  |  | 5 | Gallons
|  |  |  | 1-1/4" Drywall Screws |  |  | 5 | Pounds
323 | A2.00-A2.50 | Assemblies/A9.21 |  | Fire Sealant @ Top & Bottom | 188.8 | 10% | 207.68 | LF | 0 | 0
324 | A2.00-A2.50 | Assemblies/A9.21 |  | 3-1/2" Acoustical Insulation R-13 | 424.8 | 10% | 467.28 | SF | 0 | 0
325 | A2.00-A2.50 | Assemblies/A9.21 |  | 1/2" Resilient Channels | 424.8 | 10% | 467.28 | SF | 0 | 0
WALL TYPE - C1.B
326 | A2.00-A2.50 | Assemblies/A9.21 |  | 1 Layer of 5/8" Type"X" Gypsum Board on One Side of Wall | 334.8 | 10% | 368.28 | SF | 0 | 0
|  |  |  | 4'x8' GB Sheet |  |  | 12 | Sheets
|  |  |  | 500' Tape Roll |  |  | 1 | Rolls
|  |  |  | Joint Compound |  |  | 2 | Gallons
|  |  |  | 1-1/4" Drywall Screws |  |  | 2 | Pounds
327 | A2.00-A2.50 | Assemblies/A9.21 |  | 1 Layer of 5/8" Type"X" Moisture Resistant Gypsum Board | 94.5 | 10% | 103.95 | SF | 0 | 0
|  |  |  | 4'x8' GB Sheet |  |  | 4 | Sheets
|  |  |  | 500' Tape Roll |  |  | 1 | Rolls
|  |  |  | Joint Compound |  |  | 1 | Gallons
|  |  |  | 1-1/4" Drywall Screws |  |  | 1 | Pounds
328 | A2.00-A2.50 | Assemblies/A9.21 |  | Fire Sealant @ Top & Bottom | 95.4 | 10% | 104.94 | LF | 0 | 0
329 | A2.00-A2.50 | Assemblies/A9.21 |  | 5-1/2" Acoustical Insulation R-13 | 429.3 | 10% | 472.23 | SF | 0 | 0
330 | A2.00-A2.50 | Assemblies/A9.21 |  | 1/2" Resilient Channels | 429.3 | 10% | 472.23 | SF | 0 | 0
WALL TYPE - C2.B
331 | A2.00-A2.50 | Assemblies/A9.21 |  | 1 Layer of 5/8" Type"X" Gypsum Board on One Side of Wall | 342.9 | 10% | 377.19 | SF | 0 | 0
|  |  |  | 4'x8' GB Sheet |  |  | 12 | Sheets
|  |  |  | 500' Tape Roll |  |  | 1 | Rolls
|  |  |  | Joint Compound |  |  | 2 | Gallons
|  |  |  | 1-1/4" Drywall Screws |  |  | 2 | Pounds
332 | A2.00-A2.50 | Assemblies/A9.21 |  | 1 Layer of 5/8" Type"X" Moisture Resistant Gypsum Board | 198 | 10% | 217.8 | SF | 0 | 0
|  |  |  | 4'x8' GB Sheet |  |  | 7 | Sheets
|  |  |  | 500' Tape Roll |  |  | 1 | Rolls
|  |  |  | Joint Compound |  |  | 2 | Gallons
|  |  |  | 1-1/4" Drywall Screws |  |  | 2 | Pounds
333 | A2.00-A2.50 | Assemblies/A9.21 |  | Fire Sealant @ Top & Bottom | 120.2 | 10% | 132.22 | LF | 0 | 0
334 | A2.00-A2.50 | Assemblies/A9.21 |  | 5-1/2" Acoustical Batt Insulation R-21 | 540.9 | 10% | 594.99 | SF | 0 | 0
335 | A2.00-A2.50 | Assemblies/A9.21 |  | 1/2" Resilient Channels | 540.9 | 10% | 594.99 | SF | 0 | 0
WALL TYPE - D1
336 | A2.00-A2.50 | Assemblies/A9.21 |  | (2) Layers of 5/8" Type"X" Gypsum Board on Both Sides of Wall | 3315.6 | 10% | 3647.16 | SF | 0 | 0
|  |  |  | 4'x8' GB Sheet |  |  | 114 | Sheets
|  |  |  | 500' Tape Roll |  |  | 6 | Rolls
|  |  |  | Joint Compound |  |  | 19 | Gallons
|  |  |  | 1-1/4" Drywall Screws |  |  | 20 | Pounds
337 | A2.00-A2.50 | Assemblies/A9.21 |  | Fire Sealant @ Top & Bottom | 368.4 | 10% | 405.24 | LF | 0 | 0
338 | A2.00-A2.50 | Assemblies/A9.21 |  | 5-1/2" Acoustical Insulation R-13 | 828.9 | 10% | 911.79 | SF | 0 | 0
339 | A2.00-A2.50 | Assemblies/A9.21 |  | 1/2" Resilient Channels | 828.9 | 10% | 911.79 | SF | 0 | 0
WALL TYPE - D2
340 | A2.00-A2.50 | Assemblies/A9.21 |  | (2) Layers of 5/8" Type"X" Gypsum Board on Both Sides of Wall | 216 | 10% | 237.6 | SF | 0 | 0
|  |  |  | 4'x8' GB Sheet |  |  | 8 | Sheets
|  |  |  | 500' Tape Roll |  |  | 1 | Rolls
|  |  |  | Joint Compound |  |  | 2 | Gallons
|  |  |  | 1-1/4" Drywall Screws |  |  | 2 | Pounds
341 | A2.00-A2.50 | Assemblies/A9.21 |  | 1 Layer of 5/8" Type"X" Moisture Resistant Gypsum Board | 72 | 10% | 79.2 | SF | 0 | 0
|  |  |  | 4'x8' GB Sheet |  |  | 3 | Sheets
|  |  |  | 500' Tape Roll |  |  | 1 | Rolls
|  |  |  | Joint Compound |  |  | 1 | Gallons
|  |  |  | 1-1/4" Drywall Screws |  |  | 1 | Pounds
342 | A2.00-A2.50 | Assemblies/A9.21 |  | Fire Sealant @ Top & Bottom | 32 | 10% | 35.2 | LF | 0 | 0
343 | A2.00-A2.50 | Assemblies/A9.21 |  | 7-1/2" Acoustical Insulation R-13 | 72 | 10% | 79.2 | SF | 0 | 0
344 | A2.00-A2.50 | Assemblies/A9.21 |  | 1/2" Resilient Channels | 72 | 10% | 79.2 | SF | 0 | 0
WALL TYPE - F1
345 | A2.00-A2.50 | Assemblies/A9.21 |  | 1 Layer of 5/8" Type"X" Gypsum Board on Both Sides of Wall | 511.2 | 10% | 562.32 | SF | 0 | 0
|  |  |  | 4'x8' GB Sheet |  |  | 18 | Sheets
|  |  |  | 500' Tape Roll |  |  | 1 | Rolls
|  |  |  | Joint Compound |  |  | 3 | Gallons
|  |  |  | 1-1/4" Drywall Screws |  |  | 3 | Pounds
346 | A2.00-A2.50 | Assemblies/A9.21 |  | Fire Sealant @ Top & Bottom | 113.6 | 10% | 124.96 | LF | 0 | 0
347 | A2.00-A2.50 | Assemblies/A9.21 |  | 5-1/2" Acoustical Batt Insulation R-21 | 255.6 | 10% | 281.16 | SF | 0 | 0
348 | A2.00-A2.50 | Assemblies/A9.21 |  | 1/2" Resilient Channels | 255.6 | 10% | 281.16 | SF | 0 | 0
WALL TYPE - F1.B
349 | A2.00-A2.50 | Assemblies/A9.21 |  | 1 Layer of 5/8" Type"X" Gypsum Board on Both Sides of Wall | 181.8 | 10% | 199.98 | SF | 0 | 0
|  |  |  | 4'x8' GB Sheet |  |  | 7 | Sheets
|  |  |  | 500' Tape Roll |  |  | 1 | Rolls
|  |  |  | Joint Compound |  |  | 1 | Gallons
|  |  |  | 1-1/4" Drywall Screws |  |  | 2 | Pounds
350 | A2.00-A2.50 | Assemblies/A9.21 |  | Fire Sealant @ Top & Bottom | 40.4 | 10% | 44.44 | LF | 0 | 0
351 | A2.00-A2.50 | Assemblies/A9.21 |  | 5-1/2" Acoustical Batt Insulation R-21 | 90.9 | 10% | 99.99 | SF | 0 | 0
352 | A2.00-A2.50 | Assemblies/A9.21 |  | 1/2" Resilient Channels | 90.9 | 10% | 99.99 | SF | 0 | 0
WALL TYPE - N1
353 | A2.00-A2.50 | Assemblies/A9.21 |  | (2) Layers of 5/8" Type"X" Gypsum Board on Both Sides of Wall | 118.8 | 10% | 130.68 | SF | 0 | 0
|  |  |  | 4'x8' GB Sheet |  |  | 5 | Sheets
|  |  |  | 500' Tape Roll |  |  | 1 | Rolls
|  |  |  | Joint Compound |  |  | 1 | Gallons
|  |  |  | 1-1/4" Drywall Screws |  |  | 1 | Pounds
354 | A2.00-A2.50 | Assemblies/A9.21 |  | Fire Sealant @ Top & Bottom | 13.2 | 10% | 14.52 | LF | 0 | 0
355 | A2.00-A2.50 | Assemblies/A9.21 |  | 4" Metal Studs @ 16" O.C. | 29.7 | 10% | 32.67 | SF | 0 | 0
|  |  |  | Approx. Quantity of Studs |  |  | 3.8278 | EA
356 | A2.00-A2.50 | Assemblies/A9.21 |  | 4" Metal Runner Track @ Top & Bottom | 13.2 | 10% | 14.52 | LF | 0 | 0
WALL TYPE - J1
357 | A2.00-A2.50 | Assemblies/A9.21 |  | 1 Layer of 5/8" Type"X" Gypsum Board on One Side of Wall | 431.1 | 10% | 474.21 | SF | 0 | 0
|  |  |  | 4'x8' GB Sheet |  |  | 15 | Sheets
|  |  |  | 500' Tape Roll |  |  | 1 | Rolls
|  |  |  | Joint Compound |  |  | 3 | Gallons
|  |  |  | 1-1/4" Drywall Screws |  |  | 3 | Pounds
358 | A2.00-A2.50 | Assemblies/A9.21 |  | 1 Layer of 5/8" Type"X" Moisture Resistant Gypsum Board | 1336.5 | 10% | 1470.15 | SF | 0 | 0
|  |  |  | 4'x8' GB Sheet |  |  | 46 | Sheets
|  |  |  | 500' Tape Roll |  |  | 3 | Rolls
|  |  |  | Joint Compound |  |  | 8 | Gallons
|  |  |  | 1-1/4" Drywall Screws |  |  | 8 | Pounds
359 | A2.00-A2.50 | Assemblies/A9.21 |  | Fire Sealant @ Top & Bottom | 392.8 | 10% | 432.08 | LF | 0 | 0
EXTERIOR WALLS - WOOD FRAMED XE1-5 & XG
360 | A2.00-A2.50 | Assemblies/A9.20 |  | 1 Layer of 5/8" Type"X" Gypsum Board on One Side of Wall | 8187.3 | 10% | 9006.03 | SF | 0 | 0
|  |  |  | 4'x8' GB Sheet |  |  | 282 | Sheets
|  |  |  | 500' Tape Roll |  |  | 14 | Rolls
|  |  |  | Joint Compound |  |  | 46 | Gallons
|  |  |  | 1-1/4" Drywall Screws |  |  | 48 | Pounds
361 | A2.00-A2.50 | Assemblies/A9.20 |  | Fire Sealant @ Top & Bottom | 1819.4 | 10% | 2001.34 | LF | 0 | 0
362 | A2.00-A2.50 | Assemblies/A9.20 |  | 5-1/2" Acoustical Batt Insulation R-21 | 8187.3 | 10% | 9006.03 | SF | 0 | 0
363 | A2.00-A2.50 | Assemblies/A9.20 |  | 1 Layer of 5/8" Type"X" Gypsum Board Sheathing | 9324.425 | 10% | 10256.8675 | SF | 0 | 0
EXTERIOR WALLS - WOOD FRAMED XP1
364 | A2.00-A2.50 | Assemblies/A9.20 |  | (2) Layers of 5/8" Type"X" Gypsum Board on One Side of Wall | 828 | 10% | 910.8 | SF | 0 | 0
|  |  |  | 4'x8' GB Sheet |  |  | 29 | Sheets
|  |  |  | 500' Tape Roll |  |  | 2 | Rolls
|  |  |  | Joint Compound |  |  | 5 | Gallons
|  |  |  | 1-1/4" Drywall Screws |  |  | 5 | Pounds
365 | A2.00-A2.50 | Assemblies/A9.20 |  | Fire Sealant @ Top & Bottom | 92 | 10% | 101.2 | LF | 0 | 0
366 | A2.00-A2.50 | Assemblies/A9.20 |  | 5-1/2" Acoustical Batt Insulation R-21 | 414 | 10% | 455.4 | SF | 0 | 0
367 | A2.00-A2.50 | Assemblies/A9.20 |  | 1 Layer of 5/8" Type"X" Gypsum Board Sheathing | 506 | 10% | 556.6 | SF | 0 | 0
PARAPET WALLS
368 | A2.00-A2.50 | Detail 8/A9.30 |  | 1 Layer of 5/8" Type"X" Gypsum Board Sheathing | 1355.276 | 10% | 1490.8036 | SF | 0 | 0
369 | A2.00-A2.50 | Detail 8/A9.30 |  | 5-1/2" Acoustical Batt Insulation R-21 | 677.638 | 10% | 745.4018 | SF | 0 | 0
FOURTH FLOOR
WALL TYPE - A1
370 | A2.00-A2.50 | Assemblies/A9.21 |  | 1 Layer of 5/8" Type"X" Gypsum Board on Both Sides of Wall | 1218.6 | 10% | 1340.46 | SF | 0 | 0
|  |  |  | 4'x8' GB Sheet |  |  | 42 | Sheets
|  |  |  | 500' Tape Roll |  |  | 3 | Rolls
|  |  |  | Joint Compound |  |  | 7 | Gallons
|  |  |  | 1-1/4" Drywall Screws |  |  | 8 | Pounds
371 | A2.00-A2.50 | Assemblies/A9.21 |  | 1 Layer of 5/8" Type"X" Moisture Resistant Gypsum Board | 662.4 | 10% | 728.64 | SF | 0 | 0
|  |  |  | 4'x8' GB Sheet |  |  | 23 | Sheets
|  |  |  | 500' Tape Roll |  |  | 2 | Rolls
|  |  |  | Joint Compound |  |  | 4 | Gallons
|  |  |  | 1-1/4" Drywall Screws |  |  | 4 | Pounds
372 | A2.00-A2.50 | Assemblies/A9.21 |  | Fire Sealant @ Top & Bottom | 418 | 10% | 459.8 | LF | 0 | 0
WALL TYPE - A2
373 | A2.00-A2.50 | Assemblies/A9.21 |  | 1 Layer of 5/8" Type"X" Gypsum Board on Both Sides of Wall | 19688.9 | 10% | 21657.79 | SF | 0 | 0
|  |  |  | 4'x8' GB Sheet |  |  | 677 | Sheets
|  |  |  | 500' Tape Roll |  |  | 33 | Rolls
|  |  |  | Joint Compound |  |  | 109 | Gallons
|  |  |  | 1-1/4" Drywall Screws |  |  | 114 | Pounds
374 | A2.00-A2.50 | Assemblies/A9.21 |  | 1 Layer of 5/8" Type"X" Moisture Resistant Gypsum Board | 2129.4 | 10% | 2342.34 | SF | 0 | 0
|  |  |  | 4'x8' GB Sheet |  |  | 74 | Sheets
|  |  |  | 500' Tape Roll |  |  | 4 | Rolls
|  |  |  | Joint Compound |  |  | 12 | Gallons
|  |  |  | 1-1/4" Drywall Screws |  |  | 13 | Pounds
375 | A2.00-A2.50 | Assemblies/A9.21 |  | Fire Sealant @ Top & Bottom | 4901.6 | 10% | 5391.76 | LF | 0 | 0
WALL TYPE - A3
376 | A2.00-A2.50 | Assemblies/A9.21 |  | 1 Layer of 5/8" Type"X" Gypsum Board on Both Sides of Wall | 73.8 | 10% | 81.18 | SF | 0 | 0
|  |  |  | 4'x8' GB Sheet |  |  | 3 | Sheets
|  |  |  | 500' Tape Roll |  |  | 1 | Rolls
|  |  |  | Joint Compound |  |  | 1 | Gallons
|  |  |  | 1-1/4" Drywall Screws |  |  | 1 | Pounds
377 | A2.00-A2.50 | Assemblies/A9.21 |  | 1 Layer of 5/8" Type"X" Moisture Resistant Gypsum Board | 73.8 | 10% | 81.18 | SF | 0 | 0
|  |  |  | 4'x8' GB Sheet |  |  | 3 | Sheets
|  |  |  | 500' Tape Roll |  |  | 1 | Rolls
|  |  |  | Joint Compound |  |  | 1 | Gallons
|  |  |  | 1-1/4" Drywall Screws |  |  | 1 | Pounds
378 | A2.00-A2.50 | Assemblies/A9.21 |  | Fire Sealant @ Top & Bottom | 32.8 | 10% | 36.08 | LF | 0 | 0
WALL TYPE - B1
379 | A2.00-A2.50 | Assemblies/A9.21 |  | (2) Layers of 5/8" Type"X" Gypsum Board on Both Sides of Wall | 266.4 | 10% | 293.04 | SF | 0 | 0
|  |  |  | 4'x8' GB Sheet |  |  | 10 | Sheets
|  |  |  | 500' Tape Roll |  |  | 1 | Rolls
|  |  |  | Joint Compound |  |  | 2 | Gallons
|  |  |  | 1-1/4" Drywall Screws |  |  | 2 | Pounds
380 | A2.00-A2.50 | Assemblies/A9.21 |  | Fire Sealant @ Top & Bottom | 29.6 | 10% | 32.56 | LF | 0 | 0
381 | A2.00-A2.50 | Assemblies/A9.21 |  | 3-1/2" Acoustical Insulation R-13 | 66.6 | 10% | 73.26 | SF | 0 | 0
WALL TYPE - B2
382 | A2.00-A2.50 | Assemblies/A9.21 |  | (2) Layers of 5/8" Type"X" Gypsum Board on Both Sides of Wall | 1854 | 10% | 2039.4 | SF | 0 | 0
|  |  |  | 4'x8' GB Sheet |  |  | 64 | Sheets
|  |  |  | 500' Tape Roll |  |  | 4 | Rolls
|  |  |  | Joint Compound |  |  | 11 | Gallons
|  |  |  | 1-1/4" Drywall Screws |  |  | 11 | Pounds
383 | A2.00-A2.50 | Assemblies/A9.21 |  | Fire Sealant @ Top & Bottom | 206 | 10% | 226.6 | LF | 0 | 0
384 | A2.00-A2.50 | Assemblies/A9.21 |  | 5-1/2" Acoustical Insulation R-13 | 463.5 | 10% | 509.85 | SF | 0 | 0
WALL TYPE - B3
385 | A2.00-A2.50 | Assemblies/A9.21 |  | (2) Layers of 5/8" Type"X" Gypsum Board on Both Sides of Wall | 305.1 | 10% | 335.61 | SF | 0 | 0
|  |  |  | 4'x8' GB Sheet |  |  | 11 | Sheets
|  |  |  | 500' Tape Roll |  |  | 1 | Rolls
|  |  |  | Joint Compound |  |  | 2 | Gallons
|  |  |  | 1-1/4" Drywall Screws |  |  | 2 | Pounds
386 | A2.00-A2.50 | Assemblies/A9.21 |  | 1 Layer of 5/8" Type"X" Moisture Resistant Gypsum Board | 101.7 | 10% | 111.87 | SF | 0 | 0
|  |  |  | 4'x8' GB Sheet |  |  | 4 | Sheets
|  |  |  | 500' Tape Roll |  |  | 1 | Rolls
|  |  |  | Joint Compound |  |  | 1 | Gallons
|  |  |  | 1-1/4" Drywall Screws |  |  | 1 | Pounds
387 | A2.00-A2.50 | Assemblies/A9.21 |  | Fire Sealant @ Top & Bottom | 45.2 | 10% | 49.72 | LF | 0 | 0
388 | A2.00-A2.50 | Assemblies/A9.21 |  | 7-1/2" Acoustical Insulation R-13 | 101.7 | 10% | 111.87 | SF | 0 | 0
WALL TYPE - B5
389 | A2.00-A2.50 | Assemblies/A9.21 |  | (2) Layers of 5/8" Type"X" Gypsum Board on One Side of Wall | 363.6 | 10% | 399.96 | SF | 0 | 0
|  |  |  | 4'x8' GB Sheet |  |  | 13 | Sheets
|  |  |  | 500' Tape Roll |  |  | 1 | Rolls
|  |  |  | Joint Compound |  |  | 2 | Gallons
|  |  |  | 1-1/4" Drywall Screws |  |  | 3 | Pounds
390 | A2.00-A2.50 | Assemblies/A9.21 |  | Fire Sealant @ Top & Bottom | 40.4 | 10% | 44.44 | LF | 0 | 0
391 | A2.00-A2.50 | Assemblies/A9.21 |  | 5-1/2" Acoustical Batt Insulation R-21 | 90.9 | 10% | 99.99 | SF | 0 | 0
392 | A2.00-A2.50 | Assemblies/A9.21 |  | 1 Layer of 5/8" Type"X" Gypsum Sheathing | 90.9 | 10% | 99.99 | SF | 0 | 0
WALL TYPE - C1 CORRIDOR WALLS
393 | A2.00-A2.50 | Assemblies/A9.21 |  | 1 Layer of 5/8" Type"X" Gypsum Board on Both Sides of Wall | 3737.7 | 10% | 4111.47 | SF | 0 | 0
|  |  |  | 4'x8' GB Sheet |  |  | 129 | Sheets
|  |  |  | 500' Tape Roll |  |  | 7 | Rolls
|  |  |  | Joint Compound |  |  | 21 | Gallons
|  |  |  | 1-1/4" Drywall Screws |  |  | 22 | Pounds
394 | A2.00-A2.50 | Assemblies/A9.21 |  | 1 Layer of 5/8" Type"X" Moisture Resistant Gypsum Board | 481.5 | 10% | 529.65 | SF | 0 | 0
|  |  |  | 4'x8' GB Sheet |  |  | 17 | Sheets
|  |  |  | 500' Tape Roll |  |  | 1 | Rolls
|  |  |  | Joint Compound |  |  | 3 | Gallons
|  |  |  | 1-1/4" Drywall Screws |  |  | 3 | Pounds
395 | A2.00-A2.50 | Assemblies/A9.21 |  | Fire Sealant @ Top & Bottom | 937.6 | 10% | 1031.36 | LF | 0 | 0
396 | A2.00-A2.50 | Assemblies/A9.21 |  | 5-1/2" Acoustical Insulation R-13 | 2109.6 | 10% | 2320.56 | SF | 0 | 0
397 | A2.00-A2.50 | Assemblies/A9.21 |  | 1/2" Resilient Channels | 2109.6 | 10% | 2320.56 | SF | 0 | 0
WALL TYPE - C1 DEMISING WALLS
398 | A2.00-A2.50 | Assemblies/A9.21 |  | 1 Layer of 5/8" Type"X" Gypsum Board on Both Sides of Wall | 2649.6 | 10% | 2914.56 | SF | 0 | 0
|  |  |  | 4'x8' GB Sheet |  |  | 92 | Sheets
|  |  |  | 500' Tape Roll |  |  | 5 | Rolls
|  |  |  | Joint Compound |  |  | 15 | Gallons
|  |  |  | 1-1/4" Drywall Screws |  |  | 16 | Pounds
399 | A2.00-A2.50 | Assemblies/A9.21 |  | Fire Sealant @ Top & Bottom | 588.8 | 10% | 647.68 | LF | 0 | 0
400 | A2.00-A2.50 | Assemblies/A9.21 |  | 5-1/2" Acoustical Insulation R-13 | 1324.8 | 10% | 1457.28 | SF | 0 | 0
401 | A2.00-A2.50 | Assemblies/A9.21 |  | 1/2" Resilient Channels | 1324.8 | 10% | 1457.28 | SF | 0 | 0
WALL TYPE - C2
402 | A2.00-A2.50 | Assemblies/A9.21 |  | 1 Layer of 5/8" Type"X" Gypsum Board on One Side of Wall | 1646.1 | 10% | 1810.71 | SF | 0 | 0
|  |  |  | 4'x8' GB Sheet |  |  | 57 | Sheets
|  |  |  | 500' Tape Roll |  |  | 3 | Rolls
|  |  |  | Joint Compound |  |  | 10 | Gallons
|  |  |  | 1-1/4" Drywall Screws |  |  | 10 | Pounds
403 | A2.00-A2.50 | Assemblies/A9.21 |  | 1 Layer of 5/8" Type"X" Moisture Resistant Gypsum Board | 567 | 10% | 623.7 | SF | 0 | 0
|  |  |  | 4'x8' GB Sheet |  |  | 20 | Sheets
|  |  |  | 500' Tape Roll |  |  | 1 | Rolls
|  |  |  | Joint Compound |  |  | 4 | Gallons
|  |  |  | 1-1/4" Drywall Screws |  |  | 4 | Pounds
404 | A2.00-A2.50 | Assemblies/A9.21 |  | Fire Sealant @ Top & Bottom | 491.8 | 10% | 540.98 | LF | 0 | 0
405 | A2.00-A2.50 | Assemblies/A9.21 |  | 5-1/2" Acoustical Batt Insulation R-21 | 2213.1 | 10% | 2434.41 | SF | 0 | 0
406 | A2.00-A2.50 | Assemblies/A9.21 |  | 1/2" Resilient Channels | 2213.1 | 10% | 2434.41 | SF | 0 | 0
WALL TYPE - C3 CORRIDOR WALL
407 | A2.00-A2.50 | Assemblies/A9.21 |  | 1 Layer of 5/8" Type"X" Gypsum Board on Both Sides of Wall | 225 | 10% | 247.5 | SF | 0 | 0
|  |  |  | 4'x8' GB Sheet |  |  | 8 | Sheets
|  |  |  | 500' Tape Roll |  |  | 1 | Rolls
|  |  |  | Joint Compound |  |  | 2 | Gallons
|  |  |  | 1-1/4" Drywall Screws |  |  | 2 | Pounds
408 | A2.00-A2.50 | Assemblies/A9.21 |  | 1 Layer of 5/8" Type"X" Moisture Resistant Gypsum Board | 225 | 10% | 247.5 | SF | 0 | 0
|  |  |  | 4'x8' GB Sheet |  |  | 8 | Sheets
|  |  |  | 500' Tape Roll |  |  | 1 | Rolls
|  |  |  | Joint Compound |  |  | 2 | Gallons
|  |  |  | 1-1/4" Drywall Screws |  |  | 2 | Pounds
409 | A2.00-A2.50 | Assemblies/A9.21 |  | Fire Sealant @ Top & Bottom | 100 | 10% | 110 | LF | 0 | 0
410 | A2.00-A2.50 | Assemblies/A9.21 |  | 7-1/2" Acoustical Insulation R-13 | 225 | 10% | 247.5 | SF | 0 | 0
411 | A2.00-A2.50 | Assemblies/A9.21 |  | 1/2" Resilient Channels | 225 | 10% | 247.5 | SF | 0 | 0
WALL TYPE - C3 DEMISING WALL
412 | A2.00-A2.50 | Assemblies/A9.21 |  | 1 Layer of 5/8" Type"X" Moisture Resistant Gypsum Board On Both Sides of Wall | 1008 | 10% | 1108.8 | SF | 0 | 0
|  |  |  | 4'x8' GB Sheet |  |  | 35 | Sheets
|  |  |  | 500' Tape Roll |  |  | 2 | Rolls
|  |  |  | Joint Compound |  |  | 6 | Gallons
|  |  |  | 1-1/4" Drywall Screws |  |  | 6 | Pounds
413 | A2.00-A2.50 | Assemblies/A9.21 |  | Fire Sealant @ Top & Bottom | 224 | 10% | 246.4 | LF | 0 | 0
414 | A2.00-A2.50 | Assemblies/A9.21 |  | 7-1/2" Acoustical Insulation R-13 | 504 | 10% | 554.4 | SF | 0 | 0
415 | A2.00-A2.50 | Assemblies/A9.21 |  | 1/2" Resilient Channels | 504 | 10% | 554.4 | SF | 0 | 0
WALL TYPE - C4
416 | A2.00-A2.50 | Assemblies/A9.21 |  | 1 Layer of 5/8" Type"X" Moisture Resistant Gypsum Board on One Side of Wall | 264.6 | 10% | 291.06 | SF | 0 | 0
|  |  |  | 4'x8' GB Sheet |  |  | 10 | Sheets
|  |  |  | 500' Tape Roll |  |  | 1 | Rolls
|  |  |  | Joint Compound |  |  | 2 | Gallons
|  |  |  | 1-1/4" Drywall Screws |  |  | 2 | Pounds
417 | A2.00-A2.50 | Assemblies/A9.21 |  | Fire Sealant @ Top & Bottom | 58.8 | 10% | 64.68 | LF | 0 | 0
418 | A2.00-A2.50 | Assemblies/A9.21 |  | 7-1/2" Acoustical Insulation R-21 | 264.6 | 10% | 291.06 | SF | 0 | 0
419 | A2.00-A2.50 | Assemblies/A9.21 |  | 1/2" Resilient Channels | 264.6 | 10% | 291.06 | SF | 0 | 0
WALL TYPE - C5
420 | A2.00-A2.50 | Assemblies/A9.21 |  | 1 Layer of 5/8" Type"X" Gypsum Board on Both Sides of Wall | 849.6 | 10% | 934.56 | SF | 0 | 0
|  |  |  | 4'x8' GB Sheet |  |  | 30 | Sheets
|  |  |  | 500' Tape Roll |  |  | 2 | Rolls
|  |  |  | Joint Compound |  |  | 5 | Gallons
|  |  |  | 1-1/4" Drywall Screws |  |  | 5 | Pounds
421 | A2.00-A2.50 | Assemblies/A9.21 |  | Fire Sealant @ Top & Bottom | 188.8 | 10% | 207.68 | LF | 0 | 0
422 | A2.00-A2.50 | Assemblies/A9.21 |  | 3-1/2" Acoustical Insulation R-13 | 424.8 | 10% | 467.28 | SF | 0 | 0
423 | A2.00-A2.50 | Assemblies/A9.21 |  | 1/2" Resilient Channels | 424.8 | 10% | 467.28 | SF | 0 | 0
WALL TYPE - D1
424 | A2.00-A2.50 | Assemblies/A9.21 |  | (2) Layers of 5/8" Type"X" Gypsum Board on Both Sides of Wall | 3690 | 10% | 4059 | SF | 0 | 0
|  |  |  | 4'x8' GB Sheet |  |  | 127 | Sheets
|  |  |  | 500' Tape Roll |  |  | 7 | Rolls
|  |  |  | Joint Compound |  |  | 21 | Gallons
|  |  |  | 1-1/4" Drywall Screws |  |  | 22 | Pounds
425 | A2.00-A2.50 | Assemblies/A9.21 |  | Fire Sealant @ Top & Bottom | 410 | 10% | 451 | LF | 0 | 0
426 | A2.00-A2.50 | Assemblies/A9.21 |  | 5-1/2" Acoustical Insulation R-13 | 922.5 | 10% | 1014.75 | SF | 0 | 0
427 | A2.00-A2.50 | Assemblies/A9.21 |  | 1/2" Resilient Channels | 922.5 | 10% | 1014.75 | SF | 0 | 0
WALL TYPE - E2
428 | A2.00-A2.50 | Assemblies/A9.21 |  | 1 Layer of 5/8" Type"X" Moisture Resistant Gypsum Board on One Side of Wall | 294.3 | 10% | 323.73 | SF | 0 | 0
|  |  |  | 4'x8' GB Sheet |  |  | 11 | Sheets
|  |  |  | 500' Tape Roll |  |  | 1 | Rolls
|  |  |  | Joint Compound |  |  | 2 | Gallons
|  |  |  | 1-1/4" Drywall Screws |  |  | 2 | Pounds
429 | A2.00-A2.50 | Assemblies/A9.21 |  | Fire Sealant @ Top & Bottom | 65.4 | 10% | 71.94 | LF | 0 | 0
430 | A2.00-A2.50 | Assemblies/A9.21 |  | 4" Metal Studs @ 16" O.C. | 294.3 | 10% | 323.73 | SF | 0 | 0
|  |  |  | Approx. Quantity of Studs |  |  | 29.0206 | EA
431 | A2.00-A2.50 | Assemblies/A9.21 |  | 4" Metal Runner Track @ Top & Bottom | 65.4 | 10% | 71.94 | LF | 0 | 0
432 | A2.00-A2.50 | Assemblies/A9.21 |  | 3-5/8" Metal Studs Mid Wall Blocking | 32.7 | 10% | 35.97 | LF | 0 | 0
WALL TYPE - F1
433 | A2.00-A2.50 | Assemblies/A9.21 |  | 1 Layer of 5/8" Type"X" Gypsum Board on Both Sides of Wall | 171 | 10% | 188.1 | SF | 0 | 0
|  |  |  | 4'x8' GB Sheet |  |  | 6 | Sheets
|  |  |  | 500' Tape Roll |  |  | 1 | Rolls
|  |  |  | Joint Compound |  |  | 1 | Gallons
|  |  |  | 1-1/4" Drywall Screws |  |  | 1 | Pounds
434 | A2.00-A2.50 | Assemblies/A9.21 |  | Fire Sealant @ Top & Bottom | 38 | 10% | 41.8 | LF | 0 | 0
435 | A2.00-A2.50 | Assemblies/A9.21 |  | 5-1/2" Acoustical Batt Insulation R-21 | 85.5 | 10% | 94.05 | SF | 0 | 0
436 | A2.00-A2.50 | Assemblies/A9.21 |  | 1/2" Resilient Channels | 85.5 | 10% | 94.05 | SF | 0 | 0
WALL TYPE - N1
437 | A2.00-A2.50 | Assemblies/A9.21 |  | (2) Layers of 5/8" Type"X" Gypsum Board on Both Sides of Wall | 118.8 | 10% | 130.68 | SF | 0 | 0
|  |  |  | 4'x8' GB Sheet |  |  | 5 | Sheets
|  |  |  | 500' Tape Roll |  |  | 1 | Rolls
|  |  |  | Joint Compound |  |  | 1 | Gallons
|  |  |  | 1-1/4" Drywall Screws |  |  | 1 | Pounds
438 | A2.00-A2.50 | Assemblies/A9.21 |  | Fire Sealant @ Top & Bottom | 13.2 | 10% | 14.52 | LF | 0 | 0
439 | A2.00-A2.50 | Assemblies/A9.21 |  | 4" Metal Studs @ 16" O.C. | 29.7 | 10% | 32.67 | SF | 0 | 0
|  |  |  | Approx. Quantity of Studs |  |  | 3.8278 | EA
440 | A2.00-A2.50 | Assemblies/A9.21 |  | 4" Metal Runner Track @ Top & Bottom | 13.2 | 10% | 14.52 | LF | 0 | 0
WALL TYPE - J1
441 | A2.00-A2.50 | Assemblies/A9.21 |  | 1 Layer of 5/8" Type"X" Gypsum Board on One Side of Wall | 297 | 10% | 326.7 | SF | 0 | 0
|  |  |  | 4'x8' GB Sheet |  |  | 11 | Sheets
|  |  |  | 500' Tape Roll |  |  | 1 | Rolls
|  |  |  | Joint Compound |  |  | 2 | Gallons
|  |  |  | 1-1/4" Drywall Screws |  |  | 2 | Pounds
442 | A2.00-A2.50 | Assemblies/A9.21 |  | 1 Layer of 5/8" Type"X" Moisture Resistant Gypsum Board | 958.5 | 10% | 1054.35 | SF | 0 | 0
|  |  |  | 4'x8' GB Sheet |  |  | 33 | Sheets
|  |  |  | 500' Tape Roll |  |  | 2 | Rolls
|  |  |  | Joint Compound |  |  | 6 | Gallons
|  |  |  | 1-1/4" Drywall Screws |  |  | 6 | Pounds
443 | A2.00-A2.50 | Assemblies/A9.21 |  | Fire Sealant @ Top & Bottom | 279 | 10% | 306.9 | LF | 0 | 0
EXTERIOR WALLS - WOOD FRAMED XE1-5 & XG
444 | A2.00-A2.50 | Assemblies/A9.20 |  | 1 Layer of 5/8" Type"X" Gypsum Board on One Side of Wall | 6067.8 | 10% | 6674.58 | SF | 0 | 0
|  |  |  | 4'x8' GB Sheet |  |  | 209 | Sheets
|  |  |  | 500' Tape Roll |  |  | 11 | Rolls
|  |  |  | Joint Compound |  |  | 34 | Gallons
|  |  |  | 1-1/4" Drywall Screws |  |  | 36 | Pounds
445 | A2.00-A2.50 | Assemblies/A9.20 |  | Fire Sealant @ Top & Bottom | 1348.4 | 10% | 1483.24 | LF | 0 | 0
446 | A2.00-A2.50 | Assemblies/A9.20 |  | 5-1/2" Acoustical Batt Insulation R-21 | 6067.8 | 10% | 6674.58 | SF | 0 | 0
447 | A2.00-A2.50 | Assemblies/A9.20 |  | 1 Layer of 5/8" Type"X" Gypsum Board Sheathing | 7193.714 | 10% | 7913.0854 | SF | 0 | 0
EXTERIOR WALLS - WOOD FRAMED XP1
448 | A2.00-A2.50 | Assemblies/A9.20 |  | (2) Layers of 5/8" Type"X" Gypsum Board on One Side of Wall | 1074.6 | 10% | 1182.06 | SF | 0 | 0
|  |  |  | 4'x8' GB Sheet |  |  | 37 | Sheets
|  |  |  | 500' Tape Roll |  |  | 2 | Rolls
|  |  |  | Joint Compound |  |  | 6 | Gallons
|  |  |  | 1-1/4" Drywall Screws |  |  | 7 | Pounds
449 | A2.00-A2.50 | Assemblies/A9.20 |  | Fire Sealant @ Top & Bottom | 119.4 | 10% | 131.34 | LF | 0 | 0
450 | A2.00-A2.50 | Assemblies/A9.20 |  | 5-1/2" Acoustical Batt Insulation R-21 | 537.3 | 10% | 591.03 | SF | 0 | 0
451 | A2.00-A2.50 | Assemblies/A9.20 |  | 1 Layer of 5/8" Type"X" Gypsum Board Sheathing | 636.999 | 10% | 700.6989 | SF | 0 | 0
PARAPET WALLS
452 | A2.00-A2.50 | Detail 8/A9.30 |  | 1 Layer of 5/8" Type"X" Gypsum Board Sheathing | 6280.094 | 10% | 6908.1034 | SF | 0 | 0
453 | A2.00-A2.50 | Detail 8/A9.30 |  | 5-1/2" Acoustical Batt Insulation R-21 | 3140.047 | 10% | 3454.0517 | SF | 0 | 0
ROOF
WALL TYPE - A2
454 | A2.00-A2.50 | Assemblies/A9.21 |  | 1 Layer of 5/8" Type"X" Gypsum Board on Both Sides of Wall | 98 | 10% | 107.8 | SF | 0 | 0
|  |  |  | 4'x8' GB Sheet |  |  | 4 | Sheets
|  |  |  | 500' Tape Roll |  |  | 1 | Rolls
|  |  |  | Joint Compound |  |  | 1 | Gallons
|  |  |  | 1-1/4" Drywall Screws |  |  | 1 | Pounds
455 | A2.00-A2.50 | Assemblies/A9.21 |  | Fire Sealant @ Top & Bottom | 56 | 10% | 61.6 | LF | 0 | 0
EXTERIOR WALLS - WOOD FRAMED XE1-5 & XG
456 | A2.00-A2.50 | Assemblies/A9.20 |  | 1 Layer of 5/8" Type"X" Gypsum Board on One Side of Wall | 867.65 | 10% | 954.415 | SF | 0 | 0
|  |  |  | 4'x8' GB Sheet |  |  | 30 | Sheets
|  |  |  | 500' Tape Roll |  |  | 2 | Rolls
|  |  |  | Joint Compound |  |  | 5 | Gallons
|  |  |  | 1-1/4" Drywall Screws |  |  | 6 | Pounds
457 | A2.00-A2.50 | Assemblies/A9.20 |  | Fire Sealant @ Top & Bottom | 187.6 | 10% | 206.36 | LF | 0 | 0
458 | A2.00-A2.50 | Assemblies/A9.20 |  | 5-1/2" Acoustical Batt Insulation R-21 | 867.65 | 10% | 954.415 | SF | 0 | 0
459 | A2.00-A2.50 | Assemblies/A9.20 |  | 1 Layer of 5/8" Type"X" Gypsum Board Sheathing | 938 | 10% | 1031.8 | SF | 0 | 0
PARAPET WALLS
460 | A2.00-A2.50 | Detail 8/A9.30 |  | 1 Layer of 5/8" Type"X" Gypsum Board Sheathing | 10214.972 | 10% | 11236.4692 | SF | 0 | 0
461 | A2.00-A2.50 | Detail 8/A9.30 |  | 5-1/2" Acoustical Batt Insulation R-21 | 5107.486 | 10% | 5618.2346 | SF | 0 | 0
|  |  |  | Drywall Assemblies Sub Total | [6 empty] | 0
GWB CEILING
462 | A2.00-A2.50 | Assembly-1/A9.25 |  | Floor/Ceiling Assembly - 1 As; - (1) Layers of 5/8" Type"X" Gypsum Board Ceiling - 1/2" Resilient Channels - 12" Thk R-19 Batt Insulation | 36522.1 | 10% | 40174.31 | SF | 0 | 0
463 | A2.00-A2.50 | Assembly-2/A9.25 |  | Roof/Ceiling Assembly - 2 As; - (1) Layer of 5/8" Type"X" Gypsum Board Ceiling - 1/2" Resilient Channels - 8" Thk R-19 Batt Insulation | 2863.2 | 10% | 3149.52 | SF | 0 | 0
464 | A2.00-A2.50 | Assembly-3/A9.25 |  | Floor/Ceiling Assembly - 3 As; - (1) Layer of 5/8" Type"X" Exterior Gypsum Board Ceiling | 3975.2 | 10% | 4372.72 | SF | 0 | 0
465 | A2.00-A2.50 | Assembly-4/A9.25 |  | Roof/Ceiling Assembly - 4 Interior As; - (1) Layer of 5/8" Type"X" Gypsum Board Ceiling - 1/2" Resilient Channels - 12"Thk R-38 Batt Insulation | 15338.1 | 10% | 16871.91 | SF | 0 | 0
466 | A2.00-A2.50 | Assembly-1/A9.25 |  | Floor/Ceiling Assembly - 17 As; - (2) Layers of 5/8" Type"X" Gypsum Board Ceiling - 3-1/2"Thk R-19 Batt Insulation | 3779.9 | 10% | 4157.89 | SF | 0 | 0
467 | A2.00-A2.50 | Detail 1/A4.13 |  | GWB Wrap @ Beams As; - (1) Layer of 5/8" Type"X" Gypsum Board | 213.4 | 10% | 234.74 | SF | 0 | 0
468 | A7.01-A7.02 | Detail/A9.70 |  | GWB Ceiling @ Stairs As; - (1) Layer of 5/8" Type"X" Gypsum Board | 1245.3986 | 10% | 1369.9385 | SF | 0 | 0
469 | A2.00-A2.50 | Detail 2/A9.31 |  | Entrance Canopy Assembly As; - (1) Layer of 5/8" Type"X" Gypsum Sheathing - 4" Metal Studs @ 12" O.C. Weld to Steel Beam - 1" Furring Channels O/ - Weather Resistive Barrier - Purlin Channels | 357.8 | 10% | 393.58 | SF | 0 | 0
|  |  |  | GWB Ceiling Sub Total | [6 empty] | 0
DROPPED GWB CEILING
470 | A2.00-A2.50 | Assembly-1&4 /A9.60 |  | Dropped GWB Soffit & Fascia As; - (1) Layer of 5/8" Type"X" Gypsum Board Ceiling - 4" x 22GA. Metal Studs @ 24" O.C. - Diagonal Bracing @ 48" O.C. | 21645.5202 | 10% | 23810.0722 | SF | 0 | 0
|  |  |  | Dropped GWB Ceiling Sub Total | [6 empty] | 0
TILING
471 | A2.01-A2.41 | Finish Schedule |  | CT Tile Flooring Note: No Specs found on plans. | 632.1 | 10% | 695.31 | SF | 0 | 0
472 | A2.01-A2.41 | Finish Schedule |  | CT Tile Wall Base Note: No Specs found on plans. | 150.7 | 10% | 165.77 | SF | 0 | 0
473 | A2.01-A2.41 | Finish Schedule |  | CT Wall Tile Note: No Specs found on plans. | 517.14 | 10% | 568.854 | SF | 0 | 0
|  |  |  | Tiling Sub Total | [6 empty] | 0
CARPET FLOORING
474 | A2.01-A2.41 | Finish Schedule |  | Carpet Flooring Note: No Specs found on plans. | 16757.1 | 10% | 18432.81 | SF | 0 | 0
|  |  |  | Carpet Flooring Sub Total | [6 empty] | 0
VINYL FLOORING
475 | A2.01-A2.41 | Finish Schedule |  | VNP Flooring Note: No Specs found on plans. | 50452.65 | 10% | 55497.915 | SF | 0 | 0
476 | A2.01-A2.41 | Assumed |  | VNP Flooring @ Corridors Note: No Specs found on plans. | 4779.8 | 10% | 5257.78 | SF | 0 | 0
Note: As per the finish schedule it does not show any floor finish @ corridors so we have assumed it in our estimate. Please Confirm and VIF
|  |  |  | Vinyl Flooring Sub Total | [6 empty] | 0
SEALED CONCERETE
477 | A2.01-A2.41 | Finish Schedule |  | Sealed Concrete Flooring | 31496.32 | 10% | 34645.952 | SF | 0 | 0
Note: We have also included the sealed concrete flooring @ parking level in our estimate. Please confirm
|  |  |  | Sealed Concrete Sub Total | [6 empty] | 0
WALL BASE
478 | A2.01-A2.41 | Finish Schedule |  | WB Wood Wall Base Note: No Specs found on plans. | 16763.27 | 10% | 18439.597 | SF | 0 | 0
479 | A2.01-A2.41 | Finish Schedule |  | WB Wood Wall Base @ Corridors Note: No Specs found on plans. | 1631 | 10% | 1794.1 | SF | 0 | 0
Note: As per the finish schedule it does not show any base @ corridors so we have assumed it in our estimate. Please Confirm and VIF
|  |  |  | Wall Base Sub Total | [6 empty] | 0
FLOOR UNDERLAYMENT
480 | A2.00-A2.50 | Assembly-1&17/A9.25 |  | Floor Underlayment As; - 1" Gypcrete | 40302.1 | 10% | 44332.31 | SF | 0 | 0
|  |  |  | Floor Underlayment Sub Total | [6 empty] | 0
DECKCOATING
481 | A2.00-A2.50 | Assembly-3/A9.25 |  | Deckcoating | 3975.2 | 10% | 4372.72 | SF | 0 | 0
|  |  |  | Deckcoating Sub Total | [6 empty] | 0
EXTERIOR FINISHES
CEMENT PLASTER SYSTEM
482 | A3.01-A3.03 | Finish Legend/A3.01 |  | PT-1 Cement Plaster System As; - 7/8" Exterior Cement Plaster O/ - Lath O/ (2) Layers Building Papers Color: Dunn Edwards-Cottage White | 36679.8366 | 10% | 40347.8203 | SF | 0 | 0
483 | A3.01-A3.03 | Finish Legend/A3.01 |  | PT-2 Cement Plaster System As; - 7/8" Exterior Cement Plaster O/ - Lath O/ (2) Layers Building Papers Color: Dunn Edwards-Charcoal Smudge | 4544.6183 | 10% | 4999.0801 | SF | 0 | 0
484 | A3.01-A3.03 | Finish Legend/A3.01 |  | PT-1 Cement Plaster System As; - 7/8" Exterior Cement Plaster O/ - Lath O/ (2) Layers Building Papers Color: Dunn Edwards-Clean Slate | 802.82 | 10% | 883.102 | SF | 0 | 0
485 | A3.01-A3.03 | Finish Legend/A3.01 |  | PT-1 Cement Plaster System @ Exterior Soffit As; - 7/8" Exterior Cement Plaster O/ - Lath O/ (2) Layers Building Papers O/ - 2-1/2" Metal Framing Color: Dunn Edwards-Cottage White | 1017.5378 | 10% | 1119.2916 | SF | 0 | 0
486 | A3.01-A3.03 | Finish Legend/A3.01 |  | PT-2 Cement Plaster System @ Exterior Soffit As; - 7/8" Exterior Cement Plaster O/ - Lath O/ (2) Layers Building Papers O/ - 2-1/2" Metal Framing - Insulation Color: Dunn Edwards-Charcoal Smudge | 192.15 | 10% | 211.365 | SF | 0 | 0
487 | A3.01-A3.03 | Finish Legend/A3.01 |  | PT-2 Cement Plaster System @ Exterior Soffit As; - 7/8" Exterior Cement Plaster O/ - Lath O/ (2) Layers Building Papers O/ - 2-1/2" Metal Framing Color: Dunn Edwards-Charcoal Smudge | 14.9376 | 10% | 16.4314 | SF | 0 | 0
488 | A2.00-A2.50 | Assembly-3/A9.25 |  | Floor/Ceiling Assembly - 3 As; - 7/8" Exterior Cement Plaster O/ - Lath O/ - (2) Layers Building Papers | 3975.2 | 10% | 4372.72 | SF | 0 | 0
WALL MURAL
489 | A3.01-A3.03 | Note:0975 |  | Wall Mural Size: 11'-0" Wide x 20'-0" High | 1 | 0% | 1 | EA. | 0 | 0
490 | A3.01-A3.03 | Note:0975 |  | Wall Mural Size: 11'-0" Wide x 6'-6" High | 1 | 0% | 1 | EA. | 0 | 0
|  |  |  | Exterior Finishes Sub Total | [6 empty] | 0
PAINTING
PAINT ON WALLS
491 | A2.00-A2.50 |  |  | Paint On Walls | 282771 | 10% | 311048.1 | SF | 0 | 0
492 | A2.00-A2.50 |  |  | Paint On Concrete Walls | 26373.27 | 10% | 29010.597 | SF | 0 | 0
PAINT ON CEILING
493 | A2.00-A2.50 |  |  | Paint On Ceiling | 63937 | 10% | 70330.7 | SF | 0 | 0
494 | A2.00-A2.50 |  |  | Paint On Exposed Ceiling | 35047 | 10% | 38551.7 | SF | 0 | 0
PAINT ON DOORS
495 | A2.00-A2.50 |  |  | Paint On Single Panel Doors | 380 | 0% | 380 | EA | 0 | 0
496 | A2.00-A2.50 |  |  | Paint On Double Panel Doors | 120 | 0% | 120 | EA | 0 | 0
|  |  |  | Painting Sub Total | [6 empty] | 0
|  |  | 10 00 00 | SPECIALITIES
BATHROOM ACCESSORIES
497 | A6.03-A6.04 | Keynote Legends |  | 42" Grab Bars | 15 | 0% | 15 | EA | 0 | 0
498 | A6.03-A6.04 | Keynote Legends |  | 24" Grab Bars | 11 | 0% | 11 | EA | 0 | 0
499 | A6.03-A6.04 | Keynote Legends |  | 36" Grab Bars | 18 | 0% | 18 | EA | 0 | 0
500 | A6.03-A6.04 | Keynote Legends |  | 36" Towel Grab Bars | 83 | 0% | 83 | EA | 0 | 0
501 | A6.03-A6.04 | Keynote Legends |  | 12" Grab Bars | 55 | 0% | 55 | EA | 0 | 0
502 | A6.03-A6.04 | Keynote Legends |  | Mirror Size:2'-0"x3'-0" | 86 | 0% | 86 | EA | 0 | 0
503 | A6.03-A6.04 | Keynote Legends |  | Medicine Cabinet Size:1'-6"x2'-8" | 83 | 0% | 83 | EA | 0 | 0
504 | A6.03-A6.04 | Keynote Legends |  | Soap Dispenser | 86 | 0% | 86 | EA | 0 | 0
505 | A6.03-A6.04 | Keynote Legends |  | Tissue Paper Holder | 86 | 0% | 86 | EA | 0 | 0
506 | A6.03-A6.04 | Keynote Legends |  | Toilet Seat Cover Dispenser | 86 | 0% | 86 | EA | 0 | 0
507 | A6.03-A6.04 | Keynote Legends |  | Sanitary Napkin Disposal | 3 | 0% | 3 | EA | 0 | 0
508 | A6.03-A6.04 | Keynote Legends |  | Tub Bath Seat | 41 | 0% | 41 | EA | 0 | 0
|  |  |  | Bathroom Accessoreis Sub Total | [6 empty] | 0
MAIL BOXES
509 | A6.05 | Keynote Legends |  | Mail Boxes Size: 2'-9"x3'-4" | 4 | 0% | 4 | EA | 0 | 0
|  |  |  | Mail Boxes Sub Total | [6 empty] | 0
FIRE EXTINGUISHER AND CABINET
510 | A2.01-A2.41 | Keynote Legends |  | Fire Extinguisher & Cabinet | 21 | 0% | 21 | EA | 0 | 0
|  |  |  | FECs Sub Total | [6 empty] | 0
INTERIOR SIGNAGES
511 | A2.00-A2.50 | 1/A9.01 |  | Assistive Listening Sign @ Unit Entrance Size: 11"Wide x 6" High | 7 | 0% | 7 | EA | 0 | 0
512 | A2.00-A2.50 | 8/A9.01 |  | Accessibility Sign @ Unit Entrance Size: 6"Wide x 6" High | 11 | 0% | 11 | EA | 0 | 0
513 | A2.00-A2.50 | 2/A9.01 |  | Elevator Signage Size: 6"Wide x 8" High | 5 | 0% | 5 | EA | 0 | 0
514 | A2.00-A2.50 | 3/A9.01 |  | Trash Room Signage Lettering: RECYCLING Size: 6"Wide x 4" High | 3 | 0% | 3 | EA | 0 | 0
515 | A2.00-A2.50 | 3/A9.01 |  | Trash Room Signage Lettering: SOLID WASTE Size: 6"Wide x 4" High | 3 | 0% | 3 | EA | 0 | 0
516 | A2.00-A2.50 | 5/A9.01 |  | Laundry Room Signage Lettering: LAUNDRY ROOM Size: 8"Wide x 4" High | 1 | 0% | 1 | EA | 0 | 0
517 | A2.00-A2.50 | 4/A9.01 |  | Unit Number Signage Lettering: ROOM # Size: 5"Wide x 4" High | 63 | 0% | 63 | EA | 0 | 0
518 | A2.00-A2.50 | 9/A9.01 |  | Stairs Signage Lettering: STAIR # Size: 12"Wide x 18" High | 8 | 0% | 8 | EA | 0 | 0
|  |  |  | Interior Signages Sub Total | [6 empty] | 0
EXTERIOR SIGNAGES
519 | A3.01-A3.03 | Note:0976 |  | Exterior Signage Building Address Lettering: 6TH GRAND Size: 8'-0"Wide x 1'-0" High | 1 | 0% | 1 | EA | 0 | 0
|  |  |  | Exterior Signages Sub Total | [6 empty] | 0
TRASH BINS
520 | A7.05 | Note:1121/A7.05 |  | Trash Bins Size: 3'-6"Wide x 6'-0"Long x 5'-6" High | 8 | 0% | 8 | EA | 0 | 0
|  |  |  | Trash Bins Sub Total | [6 empty] | 0
PARKING MARKINGS
521 | A2.01&A2.11 | Note:1080/A2.01 |  | Truncated Dome | 64.2 | 10% | 70.62 | SF | 0 | 0
522 | A2.01&A2.11 | Note:1104/A2.01 |  | Wheel Stop - Precast Concrete | 55 | 0% | 55 | EA | 0 | 0
523 | A2.01&A2.11 |  |  | Parking Strips | 2446.2 | 10% | 2690.82 | LF | 0 | 0
524 | A2.01&A2.11 |  |  | Parking Aisle | 391.9 | 10% | 431.09 | SF | 0 | 0
525 | A2.01&A2.11 |  |  | ADA Symbol | 3 | 0% | 3 | EA | 0 | 0
526 | A2.01&A2.11 |  |  | Directional Arrows | 21 | 0% | 21 | EA | 0 | 0
527 | A2.01&A2.11 |  |  | Lettering "EV CHARGING ONLY" | 1 | 0% | 1 | EA | 0 | 0
528 | A2.01&A2.11 |  |  | Lettering "FUTURE EV" | 6 | 0% | 6 | EA | 0 | 0
529 | A2.01&A2.11 |  |  | Lettering "TANDEM" | 11 | 0% | 11 | EA | 0 | 0
530 | A2.01&A2.11 | Note:3242/A2.01 |  | Pipe Bollards | 8 | 0% | 8 | EA | 0 | 0
531 | A2.01&A2.11 | Note:3330/A2.01 |  | Trench Drain | 19 | 10% | 20.9 | LF | 0 | 0
|  |  |  | Parking Markings Sub Total | [6 empty] | 0
|  |  | 11 00 00 | EQUIPMENTS
APPLIANCES
532 | A6.01-A6.05 | Keynote Legends | Specs Assumed | Refrigerator Assumed Supplier & Specification: MIELE K1903VI 36” ALL REFRIGERATOR, RIGHT HINGED, FULLY INTEGRATED | 64 | 0% | 64 | EA | 0 | 0
533 | A6.01-A6.05 | Keynote Legends | Specs Assumed | Cooking Range Assumed Supplier & Specification: MIELE KMR1355 48 Inch Pro-Style Gas Rangetop | 64 | 0% | 64 | EA | 0 | 0
534 | A6.01-A6.05 | Keynote Legends | Specs Assumed | Hood Assumed Supplier & Specification: MODERN‐AIRE PSL‐346‐SS 46‐3/8”W HOOD LINER W/ 1200CFM (3HALOGEN LIGHTS) | 64 | 0% | 64 | EA | 0 | 0
535 | A6.01-A6.05 | Keynote Legends | Specs Assumed | Dishwasher Assumed Supplier & Specification: MIELE Panel Ready Futura Diamond Series Dishwasher G6985SCVIK2O-MD | 64 | 0% | 64 | EA | 0 | 0
536 | A6.01-A6.05 | Assumed | Specs Assumed | Microwave Oven Assumed Supplier & Specification: MIELE DG 6500 Built-in steam oven | 64 | 0% | 64 | EA | 0 | 0
537 | A6.01-A6.05 | Keynote Legends | Specs Assumed | Washer Assumed Supplier & Specification: ELECTROLUX EFLS617STT 27” 4.4CF Energy Star STEAM 9 Cycles‐ LuxCare Wash w/Smartboost‐SS Tub‐ Stain Soak | 8 | 0% | 8 | EA | 0 | 0
538 | A6.01-A6.05 | Keynote Legends | Specs Assumed | Dryer Assumed Supplier & Specification: ELECTROLUX EFMG617STT 27” 8CF Steam 9 Cycles, Moisture Sensor, Painted Grey Drum | 4 | 0% | 4 | EA | 0 | 0
539 | A6.01-A6.05 |  |  | Trash Bin | 64 | 0% | 64 | EA | 0 | 0
|  |  |  | Appliances Sub Total | [6 empty] | 0
|  |  | 12 00 00 | FURNISHINGS
SOLID SURFACE COUNTERTOP AND BACKSPLASH
540 | A6.01-A6.05 | Keynote Legends |  | Countertop @ Kitchen W/ - 4" Backsplash | 2435.4 | 10% | 2678.94 | SF | 0 | 0
| A6.01-A6.05 | Keynote Legends |  | UPPER & BASE CABINET
541 | A6.01-A6.05 | Keynote Legends |  | 1'-0"D X 1'-6" H Upper Cabinet | 40.48 | 10% | 44.528 | LF | 0 | 0
542 | A6.01-A6.05 | Keynote Legends |  | 1'-0"D X 1'-7" H Upper Cabinet | 161.43 | 10% | 177.573 | LF | 0 | 0
543 | A6.01-A6.05 | Keynote Legends |  | 1'-0"D X 2'-0" H Upper Cabinet | 136.36 | 10% | 149.996 | LF | 0 | 0
544 | A6.01-A6.05 | Keynote Legends |  | 1'-0"D X 2'-6" H Upper Cabinet | 627.88 | 10% | 690.668 | LF | 0 | 0
545 | A6.01-A6.05 | Keynote Legends |  | 1'-0"D X 3'-2" H Upper Cabinet | 43.24 | 10% | 47.564 | LF | 0 | 0
546 | A6.01-A6.05 | Keynote Legends |  | 1'-10"D X 2'-10" H Base Cabinet | 3 | 10% | 3.3 | LF | 0 | 0
547 | A6.01-A6.05 | Keynote Legends |  | 1'-11"D X 2'-10" H Base Cabinet | 257.32 | 10% | 283.052 | LF | 0 | 0
548 | A6.01-A6.05 | Keynote Legends |  | 2'-0"D X 2'-10" H Base Cabinet | 191.72 | 10% | 210.892 | LF | 0 | 0
DRAWERS
549 | A6.01-A6.05 | Keynote Legends |  | 1'-10"D X 2'-10"H Drawers | 0.667 | 10% | 0.7337 | LF | 0 | 0
550 | A6.01-A6.05 | Keynote Legends |  | 1'-11"D X 2'-10"H Drawers | 91.22 | 10% | 100.342 | LF | 0 | 0
551 | A6.01-A6.05 | Keynote Legends |  | 2'-0"D X 2'-10"H Drawers | 49.19 | 10% | 54.109 | LF | 0 | 0
552 | A6.01-A6.05 | Keynote Legends |  | 1'-11"D X 2'-10"H Trash Bin Drawers | 32.17 | 10% | 35.387 | LF | 0 | 0
553 | A6.01-A6.05 | Keynote Legends |  | 2'-0"D X 2'-10"H Trash Bin Drawers | 30.87 | 10% | 33.957 | LF | 0 | 0
SHELVES
554 | A5.01-A5.02 | Keynote Legends |  | 1'-0" Deep Closet Shelves | 1040.55 | 10% | 1144.605 | LF | 0 | 0
VANITY COUNTERTOP & CABINETS
555 | A6.01-A6.05 | Keynote Legends |  | Countertop @ Baths W/ - 4" Backsplash | 1105.56 | 10% | 1216.116 | SF | 0 | 0
556 | A6.01-A6.05 | Keynote Legends |  | 2'-10"D x 7'-8"H Shelving | 21 | 10% | 23.1 | LF | 0 | 0
|  |  |  | Millwork Sub Total | [6 empty] | 0
|  |  | 14 00 00 | CONVEYANCE
ELEVATOR
557 | A7.04 |  |  | Elevator (Pit To Bulkhead) Height: 63'-8" - Elevator Hold Open Magnet Smoke Door | 1 | 0% | 1 | EA | 0 | 0
|  |  |  | Elevator Sub Total | [6 empty] | 0
TRASH CHUTES
558 | A7.04 |  |  | Trash Chute System Height: 63'-8" | 2 | 0% | 2 | EA | 0 | 0
|  |  |  | Trash Chutes Sub Total | [6 empty] | 0
Alternate for Carpet Flooring In Lieu of VNP Flooring
559 | A2.01-A2.41 | Finish Schedule |  | VNP Flooring Note: No Specs found on plans. | -15498 | 10% | -17047.8 | SF | 0 | 0
560 | A2.01-A2.41 | Assumed |  | Carpet Flooring Note: No Specs found on plans. | 15498 | 10% | 17047.8 | SF | 0 | 0
Note: As per the finish schedule it shows CP/VNP in the apartment areas so we have included VNP in the base bid and CP as an alternate in our estimate. Please confirm and VIF
|  |  |  | Alternate Sub Total | [6 empty] | 0
SUB - TOTAL | [9 empty] | 0 | 0
ALTERNATE | [10 empty] | 0
EXCLUSIONS
Loose Furntiure
|  |  | 03 00 00 | CONCRETE
FOUNDATION PLAN
PAD FOOTING
F6* Length: 6'-0" Width: 6'-0" Depth: 1'-6" Count: 01 EA
561 | S2 | Plan |  | Concrete (4000 Psi) | 2 | 10% | 2.2 | CY | 0 | 0
562 | S2 | Plan |  | Formwork (Pad Footing) | 36 | 10% | 39.6 | SFCA | 0 | 0
563 | S2 | Plan |  | Excavation | 2.7222 | 10% | 2.9944 | CY | 0 | 0
564 | S2 | Plan |  | Backfill | 0.72222 | 10% | 0.79444 | CY | 0 | 0
565 | S2 | Plan |  | 6 #4 Each Way Top | 57.7152 | 10% | 63.4867 | LB | 0 | 0
566 | S2 | Plan |  | 6 #6 Each Way Bottom | 129.6 | 10% | 142.56 | LB | 0 | 0
F7* Length: 7'-0" Width: 7'-0" Depth: 1'-6" Count: 02 EA
567 | S2 | Plan |  | Concrete (4000 Psi) | 5.4444 | 10% | 5.9889 | CY | 0 | 0
568 | S2 | Plan |  | Formwork (Pad Footing) | 84 | 10% | 92.4 | SFCA | 0 | 0
569 | S2 | Plan |  | Excavation | 7.1111 | 10% | 7.8222 | CY | 0 | 0
570 | S2 | Plan |  | Backfill | 1.6667 | 10% | 1.8333 | CY | 0 | 0
571 | S2 | Plan |  | 6 #4 Each Way Top | 134.6688 | 10% | 148.1357 | LB | 0 | 0
572 | S2 | Plan |  | 6 #7 Each Way Bottom | 412.0704 | 10% | 453.2774 | LB | 0 | 0
F7 Length: 7'-0" Width: 7'-0" Depth: 1'-6" Count: 03 EA
573 | S2 | Plan |  | Concrete (4000 Psi) | 8.1667 | 10% | 8.9833 | CY | 0 | 0
574 | S2 | Plan |  | Formwork (Pad Footing) | 126 | 10% | 138.6 | SFCA | 0 | 0
575 | S2 | Plan |  | Excavation | 10.6667 | 10% | 11.7333 | CY | 0 | 0
576 | S2 | Plan |  | Backfill | 2.5 | 10% | 2.75 | CY | 0 | 0
577 | S2 | Plan |  | 6 #4 Each Way Top | 202.0032 | 10% | 222.2035 | LB | 0 | 0
578 | S2 | Plan |  | 6 #7 Each Way Bottom | 618.1056 | 10% | 679.9162 | LB | 0 | 0
F8 Length: 8'-0" Width: 8'-0" Depth: 2'-0" Count: 01 EA
579 | S2 | Plan |  | Concrete (4000 Psi) | 4.7407 | 10% | 5.2148 | CY | 0 | 0
580 | S2 | Plan |  | Formwork (Pad Footing) | 64 | 10% | 70.4 | SFCA | 0 | 0
581 | S2 | Plan |  | Excavation | 6 | 10% | 6.6 | CY | 0 | 0
582 | S2 | Plan |  | Backfill | 1.2593 | 10% | 1.3852 | CY | 0 | 0
583 | S2 | Plan |  | 7 #4 Each Way Top | 89.7792 | 10% | 98.7571 | LB | 0 | 0
584 | S2 | Plan |  | 7 #7 Each Way Bottom | 358.848 | 10% | 394.7328 | LB | 0 | 0
F9* Length: 9'-0" Width: 9'-0" Depth: 2'-0" Count: 01 EA
585 | S2 | Plan |  | Concrete (4000 Psi) | 6 | 10% | 6.6 | CY | 0 | 0
586 | S2 | Plan |  | Formwork (Pad Footing) | 72 | 10% | 79.2 | SFCA | 0 | 0
587 | S2 | Plan |  | Excavation | 7.4074 | 10% | 8.1481 | CY | 0 | 0
588 | S2 | Plan |  | Backfill | 1.4074 | 10% | 1.5481 | CY | 0 | 0
589 | S2 | Plan |  | 7 #4 Each Way Top | 101.0016 | 10% | 111.1018 | LB | 0 | 0
590 | S2 | Plan |  | 7 #8 Each Way Bottom | 403.704 | 10% | 444.0744 | LB | 0 | 0
F9 Length: 9'-0" Width: 9'-0" Depth: 2'-0" Count: 06 EA
591 | S2 | Plan |  | Concrete (4000 Psi) | 36 | 10% | 39.6 | CY | 0 | 0
592 | S2 | Plan |  | Formwork (Pad Footing) | 432 | 10% | 475.2 | SFCA | 0 | 0
593 | S2 | Plan |  | Excavation | 44.4444 | 10% | 48.8889 | CY | 0 | 0
594 | S2 | Plan |  | Backfill | 8.4444 | 10% | 9.2889 | CY | 0 | 0
595 | S2 | Plan |  | 7 #4 Each Way Top | 606.0096 | 10% | 666.6106 | LB | 0 | 0
596 | S2 | Plan |  | 7 #8 Each Way Bottom | 2422.224 | 10% | 2664.4464 | LB | 0 | 0
F10 Length: 10'-0" Width: 10'-0" Depth: 2'-0" Count: 13 EA
597 | S2 | Plan |  | Concrete (4000 Psi) | 96.2963 | 10% | 105.9259 | CY | 0 | 0
598 | S2 | Plan |  | Formwork (Pad Footing) | 1040 | 10% | 1144 | SFCA | 0 | 0
599 | S2 | Plan |  | Excavation | 116.5185 | 10% | 128.1704 | CY | 0 | 0
600 | S2 | Plan |  | Backfill | 20.2222 | 10% | 22.2444 | CY | 0 | 0
601 | S2 | Plan |  | 9 #4 Each Way Top | 1875.744 | 10% | 2063.3184 | LB | 0 | 0
602 | S2 | Plan |  | 9 #8 Each Way Bottom | 7497.36 | 10% | 8247.096 | LB | 0 | 0
F11 Length: 11'-0" Width: 11'-0" Depth: 2'-0" Count: 04 EA
603 | S2 | Plan |  | Concrete (4000 Psi) | 35.8519 | 10% | 39.437 | CY | 0 | 0
604 | S2 | Plan |  | Formwork (Pad Footing) | 352 | 10% | 387.2 | SFCA | 0 | 0
605 | S2 | Plan |  | Excavation | 42.6667 | 10% | 46.9333 | CY | 0 | 0
606 | S2 | Plan |  | Backfill | 6.8148 | 10% | 7.4963 | CY | 0 | 0
607 | S2 | Plan |  | 9 #4 Each Way Top | 634.8672 | 10% | 698.3539 | LB | 0 | 0
608 | S2 | Plan |  | 9 #9 Each Way Bottom | 3231.36 | 10% | 3554.496 | LB | 0 | 0
WALL FOOTING
Wall Footing 6A/SD1 3'W Length: 76'-0" Width: 3'-0" Depth: 1'-3"
609 | S2 | 6A/SD1 |  | Concrete (4000 Psi) | 10.5556 | 10% | 11.6111 | CY | 0 | 0
610 | S2 | 6A/SD1 |  | Formwork (Wall Footing) | 190 | 10% | 209 | SFCA | 0 | 0
611 | S2 | 6A/SD1 |  | Excavation | 22.5185 | 10% | 24.7704 | CY | 0 | 0
612 | S2 | 6A/SD1 |  | Backfill | 11.963 | 10% | 13.1593 | CY | 0 | 0
613 | S2 | 6A/SD1 |  | 4 #5 Cont | 380.4864 | 10% | 418.535 | LB | 0 | 0
614 | S2 | 6A/SD1 |  | #6 @ 12" O.C.Transverse Bars | 410.4 | 10% | 451.44 | LB | 0 | 0
Wall Footing 6/SD1 4'W Length: 125'-0" Width: 4'-0" Depth: 1'-3"
615 | S2 | 6/SD1 |  | Concrete (4000 Psi) | 23.1481 | 10% | 25.463 | CY | 0 | 0
616 | S2 | 6/SD1 |  | Formwork (Wall Footing) | 312.5 | 10% | 343.75 | SFCA | 0 | 0
617 | S2 | 6/SD1 |  | Excavation | 46.2963 | 10% | 50.9259 | CY | 0 | 0
618 | S2 | 6/SD1 |  | Backfill | 23.1481 | 10% | 25.463 | CY | 0 | 0
619 | S2 | 6/SD1 |  | 5 #5 Cont | 782.25 | 10% | 860.475 | LB | 0 | 0
620 | S2 | 6/SD1 |  | #6 @ 12" O.C.Transverse Bars | 900 | 10% | 990 | LB | 0 | 0
Wall Footing 5/SD1 2.5'W Length: 328'-0" Width: 2'-6" Depth: 1'-3"
621 | S2 | 5/SD1 |  | Concrete (4000 Psi) | 37.963 | 10% | 41.7593 | CY | 0 | 0
622 | S2 | 5/SD1 |  | Formwork (Wall Footing) | 820 | 10% | 902 | SFCA | 0 | 0
623 | S2 | 5/SD1 |  | Excavation | 84.2593 | 10% | 92.6852 | CY | 0 | 0
624 | S2 | 5/SD1 |  | Backfill | 46.2963 | 10% | 50.9259 | CY | 0 | 0
625 | S2 | 5/SD1 |  | 3 #5 Cont | 1231.5744 | 10% | 1354.7318 | LB | 0 | 0
Wall Footing 4/SD1 3.75'W Length: 35'-0" Width: 3'-9" Depth: 1'-3"
626 | S2 | 4/SD1 |  | Concrete (4000 Psi) | 6.0764 | 10% | 6.684 | CY | 0 | 0
627 | S2 | 4/SD1 |  | Formwork (Wall Footing) | 87.5 | 10% | 96.25 | SFCA | 0 | 0
628 | S2 | 4/SD1 |  | Excavation | 12.3148 | 10% | 13.5463 | CY | 0 | 0
629 | S2 | 4/SD1 |  | Backfill | 6.2384 | 10% | 6.8623 | CY | 0 | 0
630 | S2 | 4/SD1 |  | 5 #5 Cont | 219.03 | 10% | 240.933 | LB | 0 | 0
631 | S2 | 4/SD1 |  | #6 @ 12" O.C.Transverse Bars | 236.25 | 10% | 259.875 | LB | 0 | 0
Wall Footing 3/SD1 3.75'W Length: 21'-0" Width: 3'-9" Depth: 1'-3"
632 | S2 | 3/SD1 |  | Concrete (4000 Psi) | 3.6458 | 10% | 4.0104 | CY | 0 | 0
633 | S2 | 3/SD1 |  | Formwork (Wall Footing) | 52.5 | 10% | 57.75 | SFCA | 0 | 0
634 | S2 | 3/SD1 |  | Excavation | 7.3889 | 10% | 8.1278 | CY | 0 | 0
635 | S2 | 3/SD1 |  | Backfill | 3.7431 | 10% | 4.1174 | CY | 0 | 0
636 | S2 | 3/SD1 |  | 5 #5 Cont | 131.418 | 10% | 144.5598 | LB | 0 | 0
637 | S2 | 3/SD1 |  | #6 @ 12" O.C.Transverse Bars | 141.75 | 10% | 155.925 | LB | 0 | 0
Wall Footing 2/SD1 3.5'W Length: 80'-0" Width: 3'-6" Depth: 1'-3"
638 | S2 | 2/SD1 |  | Concrete (4000 Psi) | 12.963 | 10% | 14.2593 | CY | 0 | 0
639 | S2 | 2/SD1 |  | Formwork (Wall Footing) | 200 | 10% | 220 | SFCA | 0 | 0
640 | S2 | 2/SD1 |  | Excavation | 26.6667 | 10% | 29.3333 | CY | 0 | 0
641 | S2 | 2/SD1 |  | Backfill | 13.7037 | 10% | 15.0741 | CY | 0 | 0
642 | S2 | 2/SD1 |  | 4 #5 Cont | 400.512 | 10% | 440.5632 | LB | 0 | 0
643 | S2 | 2/SD1 |  | #6 @ 12" O.C.Transverse Bars | 510.3 | 10% | 561.33 | LB | 0 | 0
Wall Footing 7/SD1 3'W Length: 17'-0" Width: 3'-0" Depth: 1'-3"
644 | S2 | 7/SD1 |  | Concrete (4000 Psi) | 2.3611 | 10% | 2.5972 | CY | 0 | 0
645 | S2 | 7/SD1 |  | Formwork (Wall Footing) | 42.5 | 10% | 46.75 | SFCA | 0 | 0
646 | S2 | 7/SD1 |  | Excavation | 5.037 | 10% | 5.5407 | CY | 0 | 0
647 | S2 | 7/SD1 |  | Backfill | 2.6759 | 10% | 2.9435 | CY | 0 | 0
648 | S2 | 7/SD1 |  | 4 #5 Cont | 85.1088 | 10% | 93.6197 | LB | 0 | 0
649 | S2 | 7/SD1 |  | #6 @ 12" O.C.Transverse Bars | 97.2 | 10% | 106.92 | LB | 0 | 0
Wall Footing 1/SD2 2.5'W Length: 42'-0" Width: 2'-6" Depth: 1'-0"
650 | S2 | 1/SD2 |  | Concrete (4000 Psi) | 3.8889 | 10% | 4.2778 | CY | 0 | 0
651 | S2 | 1/SD2 |  | Formwork (Wall Footing) | 84 | 10% | 92.4 | SFCA | 0 | 0
652 | S2 | 1/SD2 |  | Excavation | 5.4444 | 10% | 5.9889 | CY | 0 | 0
653 | S2 | 1/SD2 |  | Backfill | 1.5556 | 10% | 1.7111 | CY | 0 | 0
654 | S2 | 1/SD2 |  | 3 #5 Cont | 157.7016 | 10% | 173.4718 | LB | 0 | 0
655 | S2 | 1/SD2 |  | #5 @ 12" O.C.Transverse Bars | 134.547 | 10% | 148.0017 | LB | 0 | 0
Wall Footing 12" Wide Length: 14'-0" Width: 1'-0" Depth: 2'-0"
656 | S2 | 1/SD2 |  | Concrete (4000 Psi) | 1.037 | 10% | 1.1407 | CY | 0 | 0
657 | S2 | 1/SD2 |  | Formwork (Wall Footing) | 56 | 10% | 61.6 | SFCA | 0 | 0
658 | S2 | 1/SD2 |  | Excavation | 2.0741 | 10% | 2.2815 | CY | 0 | 0
659 | S2 | 1/SD2 |  | Backfill | 1.037 | 10% | 1.1407 | CY | 0 | 0
660 | S2 | 1/SD2 |  | 2 #5 Cont Top and Bottom | 70.0896 | 10% | 77.0986 | LB | 0 | 0
661 | S2 | 1/SD2 |  | #5 @ 12" O.C.Dowels | 56.322 | 10% | 61.9542 | LB | 0 | 0
Interior Wall Footing 18/S1.2 5' Length: 70'-0" Width: 5'-0" Depth: 1'-2"
662 | S2 | 18/S1.2 |  | Concrete (4000 Psi) | 15.1667 | 10% | 16.6833 | CY | 0 | 0
663 | S2 | 18/S1.2 |  | Formwork (Wall Footing) | 163.8 | 10% | 180.18 | SFCA | 0 | 0
664 | S2 | 18/S1.2 |  | Excavation | 31.1111 | 10% | 34.2222 | CY | 0 | 0
665 | S2 | 18/S1.2 |  | Backfill | 15.9444 | 10% | 17.5389 | CY | 0 | 0
666 | S2 | 18/S1.2 |  | 2 #4 Cont | 112.224 | 10% | 123.4464 | LB | 0 | 0
667 | S2 | 18/S1.2 |  | #5 @ 12" O.C.Each Way | 876.12 | 10% | 963.732 | LB | 0 | 0
Interior Wall Footing 18/S1.2 3' Length: 75'-0" Width: 3'-0" Depth: 1'-2"
668 | S2 | 18/S1.2 |  | Concrete (4000 Psi) | 9.75 | 10% | 10.725 | CY | 0 | 0
669 | S2 | 18/S1.2 |  | Formwork (Wall Footing) | 175.5 | 10% | 193.05 | SFCA | 0 | 0
670 | S2 | 18/S1.2 |  | Excavation | 22.2222 | 10% | 24.4444 | CY | 0 | 0
671 | S2 | 18/S1.2 |  | Backfill | 12.4722 | 10% | 13.7194 | CY | 0 | 0
672 | S2 | 18/S1.2 |  | 2 #4 Cont | 120.24 | 10% | 132.264 | LB | 0 | 0
673 | S2 | 18/S1.2 |  | #5 @ 12" O.C.Each Way | 563.22 | 10% | 619.542 | LB | 0 | 0
Interior Wall Footing 18/S1.2 4.5' Length: 94'-0" Width: 4'-6" Depth: 1'-2"
674 | S2 | 18/S1.2 |  | Concrete (4000 Psi) | 18.33 | 10% | 20.163 | CY | 0 | 0
675 | S2 | 18/S1.2 |  | Formwork (Wall Footing) | 219.96 | 10% | 241.956 | SFCA | 0 | 0
676 | S2 | 18/S1.2 |  | Excavation | 38.2963 | 10% | 42.1259 | CY | 0 | 0
677 | S2 | 18/S1.2 |  | Backfill | 19.9663 | 10% | 21.9629 | CY | 0 | 0
678 | S2 | 18/S1.2 |  | 2 #4 Cont | 150.7008 | 10% | 165.7709 | LB | 0 | 0
679 | S2 | 18/S1.2 |  | #5 @ 12" O.C.Each Way | 1058.8536 | 10% | 1164.739 | LB | 0 | 0
Interior Wall Footing 18/S1.2 2.5' Length: 48'-0" Width: 2'-6" Depth: 1'-2"
680 | S2 | 18/S1.2 |  | Concrete (4000 Psi) | 5.2 | 10% | 5.72 | CY | 0 | 0
681 | S2 | 18/S1.2 |  | Formwork (Wall Footing) | 112.32 | 10% | 123.552 | SFCA | 0 | 0
682 | S2 | 18/S1.2 |  | Excavation | 12.4444 | 10% | 13.6889 | CY | 0 | 0
683 | S2 | 18/S1.2 |  | Backfill | 7.2444 | 10% | 7.9689 | CY | 0 | 0
684 | S2 | 18/S1.2 |  | 2 #4 Cont | 76.9536 | 10% | 84.649 | LB | 0 | 0
685 | S2 | 18/S1.2 |  | #5 @ 12" O.C.Each Way | 420.5376 | 10% | 462.5914 | LB | 0 | 0
Wall Footing 7.25'x9.5' Length: 9'-6" Width: 7'-3" Depth: 1'-2"
686 | S2 | Assumed |  | Concrete (4000 Psi) | 2.9846 | 10% | 3.283 | CY | 0 | 0
687 | S2 | Assumed |  | Formwork (Wall Footing) | 39.195 | 10% | 43.1145 | SFCA | 0 | 0
688 | S2 | Assumed |  | Excavation | 6.4167 | 10% | 7.0583 | CY | 0 | 0
689 | S2 | Assumed |  | Backfill | 3.4321 | 10% | 3.7753 | CY | 0 | 0
690 | S2 | Assumed |  | #5 @ 12" O.C.Each Way Top and Bottom | 344.8158 | 10% | 379.2974 | LB | 0 | 0
GRADE BEAM
GB1 Length: 34'-0" Width: 2'-0" Depth: 1'-8"
691 | S2 | SD3 |  | Concrete (4000 Psi) | 4.2059 | 10% | 4.6265 | CY | 0 | 0
692 | S2 | SD3 |  | Formwork (Grade Beam) | 113.56 | 10% | 124.916 | SFCA | 0 | 0
693 | S2 | SD3 |  | Excavation | 6.3089 | 10% | 6.9398 | CY | 0 | 0
694 | S2 | SD3 |  | Backfill | 2.103 | 10% | 2.3133 | CY | 0 | 0
695 | S2 | SD3 |  | 4 #8 Cont Top and Bottom | 871.488 | 10% | 958.6368 | LB | 0 | 0
696 | S2 | SD3 |  | #4 @ 10" O.C. Ties | 388.7857 | 10% | 427.6642 | LB | 0 | 0
697 | S2 | S1.2 |  | #5 @ 16" O.C. Dowels | 230.5579 | 10% | 253.6137 | LB | 0 | 0
ELEVATOR MAT
698 | S2 | 9/S1.2 |  | Concrete (4000 Psi) | 4.1378 | 10% | 4.5516 | CY | 0 | 0
699 | S2 | 9/S1.2 |  | Formwork (Mat Footing) | 49.21 | 10% | 54.131 | SFCA | 0 | 0
700 | S2 | 9/S1.2 |  | Excavation | 19.6933 | 10% | 21.6627 | CY | 0 | 0
701 | S2 | 9/S1.2 |  | #6 @ 12" O.C. Each Way Top and Bottom | 604.8 | 10% | 665.28 | LB | 0 | 0
ELEVATOR TURN DOWN HAUNCH
702 | S2 | 9/S1.2 |  | Concrete (4000 Psi) | 23.3333 | 10% | 25.6667 | CY | 0 | 0
703 | S2 | 9/S1.2 |  | Formwork (Mat Footing) | 180 | 10% | 198 | SFCA | 0 | 0
704 | S2 | 9/S1.2 |  | #5 @ 12" O.C. Each Face | 1712.1888 | 10% | 1883.4077 | LB | 0 | 0
WALLS
Wall 6/SD1 Length: 122'-0" Thickness: 10" Height: 12'-0"
705 | S2 | 6/SD1 |  | Shotcrete (3500 Psi) | 45.0044 | 10% | 49.5049 | CY | 0 | 0
706 | S2 | 6/SD1 |  | #4 @ 14" O.C.Horizontal Bars Each Face | 2201.6458 | 10% | 2421.8104 | LB | 0 | 0
707 | S2 | 6/SD1 |  | #5 @ 12" O.C.Vertical Bars | 1847.3616 | 10% | 2032.0978 | LB | 0 | 0
708 | S2 | 6/SD1 |  | #6 @ 12" O.C.Vertical Bars | 2656.8 | 10% | 2922.48 | LB | 0 | 0
709 | S2 | 6/SD1 |  | #5 @ 12" O.C.Dowels Each Face | 2309.202 | 10% | 2540.1222 | LB | 0 | 0
710 | S2 | 6/SD1 |  | #5 @ 16" O.C.x 46" Dowels | 439.7163 | 10% | 483.6879 | LB | 0 | 0
711 | S2 | 6/SD1 |  | Waterproofing | 1586 | 10% | 1744.6 | SF | 0 | 0
712 | S2 | 6/SD1 |  | Perforated Drain Pipe | 122 | 10% | 134.2 | LF | 0 | 0
713 | S2 | 6/SD1 |  | 12"x12" Gravel Pocket | 4.5185 | 10% | 4.9704 | CY | 0 | 0
Wall 5/SD1 Length: 338'-0" Thickness: 10" Height: 12'-0"
714 | S2 | 5/SD1 |  | Shotcrete (3500 Psi) | 124.6844 | 10% | 137.1529 | CY | 0 | 0
715 | S2 | 5/SD1 |  | #4 @ 14" O.C.Horizontal Bars Each Face | 6099.6416 | 10% | 6709.6058 | LB | 0 | 0
716 | S2 | 5/SD1 |  | #5 @ 12" O.C.Vertical Bars | 5091.5088 | 10% | 5600.6597 | LB | 0 | 0
717 | S2 | 5/SD1 |  | #6 @ 12" O.C.Vertical Bars | 7322.4 | 10% | 8054.64 | LB | 0 | 0
718 | S2 | 5/SD1 |  | #5 @ 12" O.C.Dowels Each Face | 6364.386 | 10% | 7000.8246 | LB | 0 | 0
719 | S2 | 5/SD1 |  | #5 @ 16" O.C.x 46" Dowels | 1218.2303 | 10% | 1340.0533 | LB | 0 | 0
720 | S2 | 5/SD1 |  | Waterproofing | 4394 | 10% | 4833.4 | SF | 0 | 0
721 | S2 | 5/SD1 |  | Perforated Drain Pipe | 338 | 10% | 371.8 | LF | 0 | 0
722 | S2 | 5/SD1 |  | 12"x12" Gravel Pocket | 12.5185 | 10% | 13.7704 | CY | 0 | 0
Wall 1/SD2 Length: 38'-0" Thickness: 8" Height: 12'
723 | S2 | 1/SD2 |  | Concrete (4000 Psi) | 11.3156 | 10% | 12.4471 | CY | 0 | 0
724 | S2 | 1/SD2 |  | Formwork (Walls) | 912 | 10% | 1003.2 | SFCA | 0 | 0
725 | S2 | 1/SD2 |  | #4 @ 16" O.C.x 6' Dowels Each Face | 274.8343 | 10% | 302.3177 | LB | 0 | 0
726 | S2 | 1/SD2 |  | #4 @ 12" O.C.Each Way Each Face | 1652.1938 | 10% | 1817.4132 | LB | 0 | 0
Wall 4/SD1 Length: 35'-0" Thickness: 10" Height: 12'-0"
727 | S2 | 4/SD1 |  | Shotcrete (3500 Psi) | 12.9111 | 10% | 14.2022 | CY | 0 | 0
728 | S2 | 4/SD1 |  | #4 @ 14" O.C.Horizontal Bars Each Face | 631.6197 | 10% | 694.7817 | LB | 0 | 0
729 | S2 | 4/SD1 |  | #5 @ 12" O.C.Vertical Bars | 540.6912 | 10% | 594.7603 | LB | 0 | 0
730 | S2 | 4/SD1 |  | #6 @ 12" O.C.Vertical Bars | 777.6 | 10% | 855.36 | LB | 0 | 0
731 | S2 | 4/SD1 |  | #5 @ 12" O.C.Dowels Each Face | 675.864 | 10% | 743.4504 | LB | 0 | 0
732 | S2 | 4/SD1 |  | #5 @ 16" O.C.x 46" Dowels | 126.1481 | 10% | 138.7629 | LB | 0 | 0
733 | S2 | 4/SD1 |  | Waterproofing | 455 | 10% | 500.5 | SF | 0 | 0
734 | S2 | 4/SD1 |  | Perforated Drain Pipe | 35 | 10% | 38.5 | LF | 0 | 0
735 | S2 | 4/SD1 |  | 12"x12" Gravel Pocket | 1.2963 | 10% | 1.4259 | CY | 0 | 0
Wall 3/SD1 Length: 22'-0" Thickness: 1'-0" & 1'-2" Height: 12'
736 | S2 | 3/SD1 |  | Shotcrete (3500 Psi) | 10.3319 | 10% | 11.365 | CY | 0 | 0
737 | S2 | 3/SD1 |  | #4 @ 14" O.C.Horizontal Bars Each Face | 397.0181 | 10% | 436.7199 | LB | 0 | 0
738 | S2 | 3/SD1 |  | #5 @ 12" O.C.Vertical Bars | 345.4416 | 10% | 379.9858 | LB | 0 | 0
739 | S2 | 3/SD1 |  | #6 @ 14" O.C.Vertical Bars | 427.7538 | 10% | 470.5292 | LB | 0 | 0
740 | S2 | 3/SD1 |  | #5 @ 14" O.C.Dowels Each Face | 371.7894 | 10% | 408.9683 | LB | 0 | 0
741 | S2 | 3/SD1 |  | #5 @ 16" O.C.x 46" Dowels | 79.2931 | 10% | 87.2224 | LB | 0 | 0
742 | S2 | 3/SD1 |  | #5 @ 12" O.C.x 36" Dowels | 165.2112 | 10% | 181.7323 | LB | 0 | 0
743 | S2 | 3/SD1 |  | Waterproofing | 286 | 10% | 314.6 | SF | 0 | 0
744 | S2 | 3/SD1 |  | Perforated Drain Pipe | 22 | 10% | 24.2 | LF | 0 | 0
745 | S2 | 3/SD1 |  | 12"x12" Gravel Pocket | 0.81481 | 10% | 0.8963 | CY | 0 | 0
Wall 2/SD1 Length: 84'-0" Thickness: 1'-0" Height: 12'-0"
746 | S2 | 2/SD1 |  | Shotcrete (3500 Psi) | 37.3333 | 10% | 41.0667 | CY | 0 | 0
747 | S2 | 2/SD1 |  | #4 @ 12" O.C.Horizontal Bars Each Face | 1750.6944 | 10% | 1925.7638 | LB | 0 | 0
748 | S2 | 2/SD1 |  | #5 @ 12" O.C.Vertical Bars | 1276.632 | 10% | 1404.2952 | LB | 0 | 0
749 | S2 | 2/SD1 |  | #6 @ 12" O.C.Vertical Bars | 1836 | 10% | 2019.6 | LB | 0 | 0
750 | S2 | 2/SD1 |  | #5 @ 14" O.C.Dowels Each Face | 1366.6509 | 10% | 1503.316 | LB | 0 | 0
751 | S2 | 2/SD1 |  | #5 @ 16" O.C.x 46" Dowels | 302.7555 | 10% | 333.031 | LB | 0 | 0
752 | S2 | 2/SD1 |  | #5 @ 12" O.C.x 36" Dowels | 630.8064 | 10% | 693.887 | LB | 0 | 0
753 | S2 | 2/SD1 |  | Waterproofing | 1092 | 10% | 1201.2 | SF | 0 | 0
754 | S2 | 2/SD1 |  | Perforated Drain Pipe | 84 | 10% | 92.4 | LF | 0 | 0
755 | S2 | 2/SD1 |  | 12"x12" Gravel Pocket | 3.1111 | 10% | 3.4222 | CY | 0 | 0
Wall 7/SD1 Length: 22'-0" Thickness: 10" Height: 12'-0"
756 | S2 | 7/SD1 |  | Shotcrete (3500 Psi) | 8.1156 | 10% | 8.9271 | CY | 0 | 0
757 | S2 | 7/SD1 |  | #4 @ 14" O.C.Horizontal Bars Each Face | 397.0181 | 10% | 436.7199 | LB | 0 | 0
758 | S2 | 7/SD1 |  | #5 @ 12" O.C.Vertical Bars | 345.4416 | 10% | 379.9858 | LB | 0 | 0
759 | S2 | 7/SD1 |  | #6 @ 12" O.C.Vertical Bars | 496.8 | 10% | 546.48 | LB | 0 | 0
760 | S2 | 7/SD1 |  | #5 @ 12" O.C.Dowels Each Face | 431.802 | 10% | 474.9822 | LB | 0 | 0
761 | S2 | 7/SD1 |  | #5 @ 16" O.C.x 46" Dowels | 79.2931 | 10% | 87.2224 | LB | 0 | 0
762 | S2 | 7/SD1 |  | Waterproofing | 286 | 10% | 314.6 | SF | 0 | 0
763 | S2 | 7/SD1 |  | Perforated Drain Pipe | 22 | 10% | 24.2 | LF | 0 | 0
764 | S2 | 7/SD1 |  | 12"x12" Gravel Pocket | 0.81481 | 10% | 0.8963 | CY | 0 | 0
Wall 6A/SD1 Length: 91'-0" Thickness: 10" Height: 12'-0"
765 | S2 | 6A/SD1 |  | Shotcrete (3500 Psi) | 33.5689 | 10% | 36.9258 | CY | 0 | 0
766 | S2 | 6A/SD1 |  | #4 @ 14" O.C.Horizontal Bars Each Face | 1642.2112 | 10% | 1806.4323 | LB | 0 | 0
767 | S2 | 6A/SD1 |  | #5 @ 12" O.C.Vertical Bars | 1381.7664 | 10% | 1519.943 | LB | 0 | 0
768 | S2 | 6A/SD1 |  | #6 @ 12" O.C.Vertical Bars | 1987.2 | 10% | 2185.92 | LB | 0 | 0
769 | S2 | 6A/SD1 |  | #5 @ 12" O.C.Dowels Each Face | 1727.208 | 10% | 1899.9288 | LB | 0 | 0
770 | S2 | 6A/SD1 |  | #5 @ 16" O.C.x 46" Dowels | 327.9851 | 10% | 360.7836 | LB | 0 | 0
771 | S2 | 6A/SD1 |  | Waterproofing | 1183 | 10% | 1301.3 | SF | 0 | 0
772 | S2 | 6A/SD1 |  | Perforated Drain Pipe | 91 | 10% | 100.1 | LF | 0 | 0
773 | S2 | 6A/SD1 |  | 12"x12" Gravel Pocket | 3.3704 | 10% | 3.7074 | CY | 0 | 0
Wall 1/SD1 Length: 68'-0" Thickness: 10" Height: 12'-0"
774 | S2 | 1/SD1 |  | Concrete (4000 Psi) | 25.0844 | 10% | 27.5929 | CY | 0 | 0
775 | S2 | 1/SD1 |  | Formwork (Walls) | 1632 | 10% | 1795.2 | SFCA | 0 | 0
776 | S2 | 1/SD1 |  | #4 @ 16" O.C.Horizontal Bars Each Face | 1111.4877 | 10% | 1222.6365 | LB | 0 | 0
777 | S2 | 1/SD1 |  | #5 @ 12" O.C.Vertical Bars Each Face | 2308.1507 | 10% | 2538.9657 | LB | 0 | 0
778 | S2 | 1/SD1 |  | #5 @ 10" O.C.Dowels Each Face | 922.8665 | 10% | 1015.1532 | LB | 0 | 0
779 | S2 | 1/SD1 |  | #5 @ 16" O.C.x 36" Dowels Each Face | 383.9495 | 10% | 422.3444 | LB | 0 | 0
780 | S2 | 1/SD1 |  | #5 @ 16" O.C.x 6' Bars | 383.9495 | 10% | 422.3444 | LB | 0 | 0
Wall CA Length: 178'-0" Thickness: 8" Height: 12'-0"
781 | S2 | Plan |  | Concrete (4000 Psi) | 53.0044 | 10% | 58.3049 | CY | 0 | 0
782 | S2 | Plan |  | Formwork (Walls) | 4272 | 10% | 4699.2 | SFCA | 0 | 0
783 | S2 | Plan |  | #4 @ 10" O.C.Horizontal Bars Each Face | 4411.1951 | 10% | 4852.3147 | LB | 0 | 0
784 | S2 | Plan |  | #5 @ 14" O.C.Vertical Bars Each Face | 4599.983 | 10% | 5059.9813 | LB | 0 | 0
785 | S2 | Plan |  | 2 #5 Vertical at Each end | 60.0768 | 10% | 66.0845 | LB | 0 | 0
786 | S2 | Plan |  | #5 @ 12" O.C.Dowels Each Face | 3360.546 | 10% | 3696.6006 | LB | 0 | 0
787 | S2 | Plan |  | #5 @ 16" O.C.x 46" Dowels | 641.5532 | 10% | 705.7085 | LB | 0 | 0
Wall CB Length: 104'-0" Thickness: 12" Height: 12'-0"
788 | S2 | Plan |  | Concrete (4000 Psi) | 46.2222 | 10% | 50.8444 | CY | 0 | 0
789 | S2 | Plan |  | Formwork (Walls) | 2496 | 10% | 2745.6 | SFCA | 0 | 0
790 | S2 | Plan |  | #5 @ 14" O.C.Horizontal Bars Each Face | 3017.1904 | 10% | 3318.9094 | LB | 0 | 0
791 | S2 | Plan |  | #5 @ 12" O.C.Vertical Bars Each Face | 3530.1128 | 10% | 3883.124 | LB | 0 | 0
792 | S2 | Plan |  | 4 #6 Vertical at Each end | 172.8 | 10% | 190.08 | LB | 0 | 0
793 | S2 | Plan |  | #5 @ 12" O.C.Dowels Each Face | 1971.27 | 10% | 2168.397 | LB | 0 | 0
794 | S2 | Plan |  | #5 @ 16" O.C.x 46" Dowels | 374.8401 | 10% | 412.3241 | LB | 0 | 0
795 | S2 | Plan |  | #3 @ 4" O.C.Ties | 64.9728 | 10% | 71.4701 | LB | 0 | 0
8" Thick Interior Walls Length: 59'-0" Thickness: 8" Height: 12'-0"
796 | S2 | Plan |  | Concrete (4000 Psi) | 17.5689 | 10% | 19.3258 | CY | 0 | 0
797 | S2 | Plan |  | Formwork (Walls) | 1416 | 10% | 1557.6 | SFCA | 0 | 0
798 | S2 | Plan |  | #4 @ 10" O.C.Horizontal Bars Each Face | 1462.1377 | 10% | 1608.3515 | LB | 0 | 0
799 | S2 | Plan |  | #5 @ 14" O.C.Vertical Bars Each Face | 1544.7953 | 10% | 1699.2749 | LB | 0 | 0
800 | S2 | Plan |  | 2 #5 Vertical at Each end | 60.0768 | 10% | 66.0845 | LB | 0 | 0
801 | S2 | Plan |  | #5 @ 12" O.C.Dowels Each Face | 1126.44 | 10% | 1239.084 | LB | 0 | 0
802 | S2 | Plan |  | #5 @ 16" O.C.x 46" Dowels | 212.6497 | 10% | 233.9146 | LB | 0 | 0
Dowels
803 | S2 | 2/S1.3 |  | Vertical Dowels In Walls | 838 | 10% | 921.8 | LB | 0 | 0
COLUMNS
C1 Length: 3'-0" Width: 1'-6" Height: 12'-0" Count: 02 EA
804 | S2 | Plan |  | Concrete (4000 Psi) | 4 | 10% | 4.4 | CY | 0 | 0
805 | S2 | Plan |  | Formwork (Columns) | 456 | 10% | 501.6 | SFCA | 0 | 0
806 | S2 | Plan |  | 8 #9 Vertical Dowels | 979.2 | 10% | 1077.12 | LB | 0 | 0
807 | S2 | Plan |  | #4 @ 6" O.C. Ties | 541.08 | 10% | 595.188 | LB | 0 | 0
C2 Length: 2'-0" Width: 1'-4" Height: 12'-0" Count: 26 EA
808 | S2 | Plan |  | Concrete (4000 Psi) | 30.7378 | 10% | 33.8116 | CY | 0 | 0
809 | S2 | Plan |  | Formwork (Columns) | 2077.92 | 10% | 2285.712 | SFCA | 0 | 0
810 | S2 | Plan |  | 6 #9 Vertical Dowels | 9547.2 | 10% | 10501.92 | LB | 0 | 0
811 | S2 | Plan |  | #4 @ 5" O.C.Ties | 5855.0009 | 10% | 6440.501 | LB | 0 | 0
C4 Diameter: 1'-0" Height: 12'-0" Count: 01 EA
812 | S2 | Plan |  | Concrete (4000 Psi) | 0.34889 | 10% | 0.38378 | CY | 0 | 0
813 | S2 | Plan |  | Formwork (Columns-Circular) | 37.68 | 10% | 41.448 | SFCA | 0 | 0
814 | S2 | Plan |  | 4 #8 Vertical Dowels | 192.24 | 10% | 211.464 | LB | 0 | 0
815 | S2 | Plan |  | #3 @ 5" O.C.Ties | 40.4791 | 10% | 44.527 | LB | 0 | 0
SLAB ON GRADE
816 | S2 | Plan | 367.4816 | 4" Thick Slab on Grade (2500 Psi) | 27006 | 10% | 29706.6 | SF | 0 | 0
817 | S2 | Plan |  | #4 @ 16" O.C. Each Way | 32553.3979 | 10% | 35808.7377 | LB | 0 | 0
818 | S2 | Plan |  | 4" Edge Form | 713 | 10% | 784.3 | LF | 0 | 0
819 | S2 | Plan |  | Control Joint | 4320.96 | 10% | 4753.056 | LF | 0 | 0
820 | S2 | Plan |  | Expansion Joint | 713 | 10% | 784.3 | LF | 0 | 0
821 | S2 | Plan |  | 15 Mil Vapor Barrier | 27006 | 10% | 29706.6 | SF | 0 | 0
822 | S2 | Plan |  | 4" Aggregate Base | 330.0733 | 10% | 363.0807 | CY | 0 | 0
Thickened Edge
823 | S2 | Plan |  | Concrete (2500 Psi) | 8.7144 | 10% | 9.5859 | CY | 0 | 0
824 | S2 | Plan |  | 4" Edge Form | 713 | 10% | 784.3 | LF | 0 | 0
825 | S2 | S1.2 |  | Column Isolation Joints | 29 | 0% | 29 | EA | 0 | 0
826 | S2 | S1.2 |  | #4 U-Bent Bars | 390.5395 | 10% | 429.5935 | LB | 0 | 0
827 | S2 | S1.2 |  | #5 U-Bent Bars | 254.0748 | 10% | 279.4823 | LB | 0 | 0
TRENCH DRAIN
828 | S2 | 14/S1.2 |  | Concrete (2500 Psi) | 1.2989 | 10% | 1.4288 | CY | 0 | 0
829 | S2 | 14/S1.2 |  | Formwork (Trench Drain) | 28.14 | 10% | 30.954 | SFCA | 0 | 0
830 | S2 | 14/S1.2 |  | 4 #5 Cont | 105.1344 | 10% | 115.6478 | LB | 0 | 0
831 | S2 | 14/S1.2 |  | #4 @ 16" O.C. Dowels | 50.6274 | 10% | 55.6901 | LB | 0 | 0
DEPRESSION IN SLAB
832 | S2 | 9/SD1 |  | Concrete (2500 Psi) | 0.90078 | 10% | 0.99086 | CY | 0 | 0
833 | S2 | 9/SD1 |  | Formwork (Depression) | 36.3 | 10% | 39.93 | SFCA | 0 | 0
834 | S2 | 9/SD1 |  | #4 Cont | 88.176 | 10% | 96.9936 | LB | 0 | 0
835 | S2 | 9/SD1 |  | #4 @ 16" O.C. Dowels | 165.7444 | 10% | 182.3188 | LB | 0 | 0
STRUCTURAL SLAB - 1ST FLOOR
10" THICK STRUCTURAL SLAB
836 | S3.1 | Plan | 303.5556 | 10" Thick Slab (4000 Psi) | 8977 | 10% | 9874.7 | SF | 0 | 0
837 | S3.1 | Plan |  | 10" Edge Form | 406 | 10% | 446.6 | LF | 0 | 0
838 | S3.1 | Plan |  | Underslab Formwork/Shoring | 8977 | 10% | 9874.7 | SF | 0 | 0
839 | S3.1 | Plan |  | Control Joint | 1436.32 | 10% | 1579.952 | LF | 0 | 0
840 | S3.1 | Plan |  | #6 @ 18" O.C. Each Way Top and Bottom | 43089.6 | 10% | 47398.56 | LB | 0 | 0
10" THICK RAMP SLAB
841 | S3.1 | Plan | 67.0886 | 10" Thick Slab (4000 Psi) | 1984 | 10% | 2182.4 | SF | 0 | 0
842 | S3.1 | Plan |  | 10" Edge Form | 230 | 10% | 253 | LF | 0 | 0
843 | S3.1 | Plan |  | Underslab Formwork/Shoring | 1984 | 10% | 2182.4 | SF | 0 | 0
844 | S3.1 | Plan |  | Control Joint | 317.44 | 10% | 349.184 | LF | 0 | 0
845 | S3.1 | Plan |  | #6 @ 16" O.C.Bottom. #5 @ 16" O.C. Each Way Top | 9104.3224 | 10% | 10014.7546 | LB | 0 | 0
18" THICK SLAB
846 | S3.1 | Plan | 37.2167 | 18" Thick Slab (4000 Psi) | 609 | 10% | 669.9 | SF | 0 | 0
847 | S3.1 | Plan |  | 18" Edge Form | 109 | 10% | 119.9 | LF | 0 | 0
848 | S3.1 | Plan |  | Underslab Formwork/Shoring | 609 | 10% | 669.9 | SF | 0 | 0
849 | S3.1 | Plan |  | Control Joint | 97.44 | 10% | 107.184 | LF | 0 | 0
850 | S3.1 | Assumed |  | #6 @ 18" O.C. Each Way Top and Bottom | 2923.2 | 10% | 3215.52 | LB | 0 | 0
12" THICK SLAB
851 | S3.1 | Plan | 628.9556 | 12" Thick Slab (4000 Psi) | 15438 | 10% | 16981.8 | SF | 0 | 0
852 | S3.1 | Plan |  | 12" Edge Form | 517 | 10% | 568.7 | LF | 0 | 0
853 | S3.1 | Plan |  | Underslab Formwork/Shoring | 15438 | 10% | 16981.8 | SF | 0 | 0
854 | S3.1 | Plan |  | Control Joint | 2470.08 | 10% | 2717.088 | LF | 0 | 0
855 | S3.1 | Plan |  | #6 @ 18" O.C. Each Way Top and Bottom | 74102.4 | 10% | 81512.64 | LB | 0 | 0
856 | S3.1 | 17/S1.4 |  | #3 @ 18" O.C. Ties | 30.6816 | 10% | 33.7498 | LB | 0 | 0
ADDITIONAL REBAR 1ST FLOOR
857 | S3.1-2 | Plan |  | Additional Rebar - Refer to "ADDITIONAL REBAR" Tab For Detailed Takeoff | 27610 | 10% | 30371 | LB | 0 | 0
858 | S3.1-2 | S1.3 |  | 2 #6 Cont | 5148 | 10% | 5662.8 | LB | 0 | 0
859 | S3.1-2 | S1.3 |  | #3 @ 9" O.C. Ties | 946.3168 | 10% | 1040.9485 | LB | 0 | 0
860 | S3.1-2 | S1.4 |  | CMU Dowels | 1290.9979 | 10% | 1420.0977 | LB | 0 | 0
DROP PANELS
861 | S3.1 | 6/S1.2 |  | Concrete (4000 Psi) | 61.2496 | 10% | 67.3746 | CY | 0 | 0
862 | S3.1 | 6/S1.2 |  | Formwork (Drop Panels) | 714.79 | 10% | 786.269 | SFCA | 0 | 0
863 | S3.1 | 6/S1.2 |  | #5 @ 10" O.C. Each Way | 5580.8594 | 10% | 6138.9453 | LB | 0 | 0
BEAMS
CB7 Length: 15'-0" Width: 10" Depth: 12"
864 | S3.1 | SD3 |  | Concrete (4000 Psi) | 0.46111 | 10% | 0.50722 | CY | 0 | 0
865 | S3.1 | SD3 |  | Formwork (Beams) | 37.5 | 10% | 41.25 | SFCA | 0 | 0
866 | S3.1 | SD3 |  | 6 #6 Cont | 162 | 10% | 178.2 | LB | 0 | 0
867 | S3.1 | SD3 |  | #3 @ 5" O.C.Stirrups | 68.9124 | 10% | 75.8037 | LB | 0 | 0
CB8 Length: 31'-0" Width: 3'-0" Depth: 2'-6"
868 | S3.1 | SD3 |  | Concrete (4000 Psi) | 8.6111 | 10% | 9.4722 | CY | 0 | 0
869 | S3.1 | SD3 |  | Formwork (Beams) | 155 | 10% | 170.5 | SFCA | 0 | 0
870 | S3.1 | SD3 |  | 4 #8 Cont, 4 #8 x 24' | 704.88 | 10% | 775.368 | LB | 0 | 0
871 | S3.1 | SD3 |  | 7 #9 Cont | 885.36 | 10% | 973.896 | LB | 0 | 0
872 | S3.1 | SD3 |  | #4 @ 6",12" Stirrups | 559.9176 | 10% | 615.9094 | LB | 0 | 0
CB9 Length: 5'-0" Width: 8" Depth: 3'-6"
873 | S3.1 | SD3 |  | Concrete (4000 Psi) | 0.43426 | 10% | 0.47769 | CY | 0 | 0
874 | S3.1 | SD3 |  | Formwork (Beams) | 35 | 10% | 38.5 | SFCA | 0 | 0
875 | S3.1 | SD3 |  | 4 #9 Cont | 81.6 | 10% | 89.76 | LB | 0 | 0
876 | S3.1 | SD3 |  | #4 @ 4" O.C.Ties | 114.452 | 10% | 125.8972 | LB | 0 | 0
CURB
877 | S3.1 | 6/SD1 |  | Concrete (4000 Psi) | 0.079444 | 10% | 0.087389 | CY | 0 | 0
878 | S3.1 | 6/SD1 |  | Formwork (Curb) | 6.5 | 10% | 7.15 | SFCA | 0 | 0
DEPRESSION IN STRUCTURAL SLAB
879 | S3.1 | Plan |  | Depression In Structural Slab | 945 | 10% | 1039.5 | LF | 0 | 0
WALLS
Wall CA Length: 165'-0" Thickness: 8" Height: 10'-0"
880 | S3.1 | Plan |  | Concrete (4000 Psi) | 40.9444 | 10% | 45.0389 | CY | 0 | 0
881 | S3.1 | Plan |  | Formwork (Walls) | 3300 | 10% | 3630 | SFCA | 0 | 0
882 | S3.1 | Plan |  | #4 @ 10" O.C.Horizontal Bars Each Face | 3451.6123 | 10% | 3796.7736 | LB | 0 | 0
883 | S3.1 | Plan |  | #5 @ 14" O.C.Vertical Bars Each Face | 3555.1858 | 10% | 3910.7044 | LB | 0 | 0
884 | S3.1 | Plan |  | 2 #5 Vertical at Each End | 50.064 | 10% | 55.0704 | LB | 0 | 0
885 | S3.1 | Plan |  | #5 @ 12" O.C. Dowels Each Face | 3116.484 | 10% | 3428.1324 | LB | 0 | 0
886 | S3.1 | Plan |  | #5 @ 16" O.C. x 46" Dowels | 594.6982 | 10% | 654.168 | LB | 0 | 0
Wall CB Length: 322'-0" Thickness: 12" Height: 10'-0"
887 | S3.1 | Plan |  | Concrete (4000 Psi) | 119.2593 | 10% | 131.1852 | CY | 0 | 0
888 | S3.1 | Plan |  | Formwork (Walls) | 6440 | 10% | 7084 | SFCA | 0 | 0
889 | S3.1 | Plan |  | #5 @ 14" O.C.Horizontal Bars Each Face | 7784.7381 | 10% | 8563.2119 | LB | 0 | 0
890 | S3.1 | Plan |  | #5 @ 12" O.C.Vertical Bars Each Face | 9108.1435 | 10% | 10018.9579 | LB | 0 | 0
891 | S3.1 | Plan |  | 4 #6 Vertical at Each End | 144 | 10% | 158.4 | LB | 0 | 0
892 | S3.1 | Plan |  | #5 @ 12" O.C.Dowels Each Face | 6064.002 | 10% | 6670.4022 | LB | 0 | 0
893 | S3.1 | Plan |  | #5 @ 16" O.C. x 46" Dowels | 1160.5626 | 10% | 1276.6188 | LB | 0 | 0
894 | S3.1 | Plan |  | #3 @ 4" O.C. Ties | 54.144 | 10% | 59.5584 | LB | 0 | 0
Wall CD Length: 43'-0" Thickness: 12" Height: 10'-0"
895 | S3.1 | Plan |  | Concrete (4000 Psi) | 15.9259 | 10% | 17.5185 | CY | 0 | 0
896 | S3.1 | Plan |  | Formwork (Walls) | 860 | 10% | 946 | SFCA | 0 | 0
897 | S3.1 | Plan |  | #6 @ 11" O.C.Each Way Each Face | 3498.48 | 10% | 3848.328 | LB | 0 | 0
898 | S3.1 | Plan |  | 6 #6 Vertical at Each End | 216 | 10% | 237.6 | LB | 0 | 0
899 | S3.1 | Plan |  | #5 @ 12" O.C. Dowels Each Face | 826.056 | 10% | 908.6616 | LB | 0 | 0
900 | S3.1 | Plan |  | #5 @ 16" O.C .x 46" Dowels | 154.982 | 10% | 170.4802 | LB | 0 | 0
901 | S3.1 | Plan |  | #4 @ 4" O.C. Ties | 96.192 | 10% | 105.8112 | LB | 0 | 0
COLUMNS
C1 Length: 3'-0" Width: 1'-6" Height: 10'-0" Count: 01 EA
902 | S3.1 | Plan |  | Concrete (4000 Psi) | 1.6667 | 10% | 1.8333 | CY | 0 | 0
903 | S3.1 | Plan |  | Formwork (Columns) | 190 | 10% | 209 | SFCA | 0 | 0
904 | S3.1 | Plan |  | 8 #9 Vertical Dowels | 489.6 | 10% | 538.56 | LB | 0 | 0
905 | S3.1 | Plan |  | #4 @ 6" O.C. Ties | 227.2536 | 10% | 249.979 | LB | 0 | 0
C2 Length: 2'-0" Width: 1'-4" Height: 10'-0" Count: 07 EA
906 | S3.1 | Plan |  | Concrete (4000 Psi) | 6.8963 | 10% | 7.5859 | CY | 0 | 0
907 | S3.1 | Plan |  | Formwork (Columns) | 466.2 | 10% | 512.82 | SFCA | 0 | 0
908 | S3.1 | Plan |  | 6 #9 Vertical Dowels | 2570.4 | 10% | 2827.44 | LB | 0 | 0
909 | S3.1 | Plan |  | #4 @ 5" O.C. Ties | 1322.5064 | 10% | 1454.757 | LB | 0 | 0
C3 Length: 3'-6" Width: 0'-10" Height: 10'-0" Count: 04 EA
910 | S3.1 | Plan |  | Concrete (4000 Psi) | 4.3037 | 10% | 4.7341 | CY | 0 | 0
911 | S3.1 | Plan |  | Formwork (Columns) | 346.4 | 10% | 381.04 | SFCA | 0 | 0
912 | S3.1 | Plan |  | 8 #7 Vertical Dowels | 1177.344 | 10% | 1295.0784 | LB | 0 | 0
913 | S3.1 | Plan |  | #3 @ 5" O.C. Ties | 795.8926 | 10% | 875.4819 | LB | 0 | 0
C4 Diameter:1' Height:10' Count:1 EA
914 | S3.1 | Plan |  | Concrete (4000 Psi) | 0.29074 | 10% | 0.31981 | CY | 0 | 0
915 | S3.1 | Plan |  | Formwork (Columns-Circular) | 31.4 | 10% | 34.54 | SFCA | 0 | 0
916 | S3.1 | Plan |  | 4 #8 Vertical Dowels | 192.24 | 10% | 211.464 | LB | 0 | 0
917 | S3.1 | Plan |  | #3 @ 5" O.C.Ties | 33.7326 | 10% | 37.1058 | LB | 0 | 0
C7 Length: 3'-0" Width: 0'-8" Height: 10'-0" Count: 02 EA
918 | S3.1 | Plan |  | Concrete (4000 Psi) | 1.4889 | 10% | 1.6378 | CY | 0 | 0
919 | S3.1 | Plan |  | Formwork (Columns) | 146.8 | 10% | 161.48 | SFCA | 0 | 0
920 | S3.1 | Plan |  | 8 #6 Vertical Dowels | 432 | 10% | 475.2 | LB | 0 | 0
921 | S3.1 | Plan |  | #3 @ 5" O.C. Ties | 342.7321 | 10% | 377.0053 | LB | 0 | 0
C8 Length: 1'-0" Width: 1'-0" Height: 10'-0" Count: 02 EA
922 | S3.1 | Plan |  | Concrete (4000 Psi) | 0.74074 | 10% | 0.81481 | CY | 0 | 0
923 | S3.1 | Plan |  | Formwork (Columns) | 80 | 10% | 88 | SFCA | 0 | 0
924 | S3.1 | Plan |  | 4 #8 Vertical Dowels | 384.48 | 10% | 422.928 | LB | 0 | 0
925 | S3.1 | Plan |  | #3 @ 6" O.C. Ties | 85.2768 | 10% | 93.8045 | LB | 0 | 0
C9 Length: 1'-0" Width: 0'-10" Height: 10'-0" Count: 04 EA
926 | S3.1 | Plan |  | Concrete (4000 Psi) | 1.2296 | 10% | 1.3526 | CY | 0 | 0
927 | S3.1 | Plan |  | Formwork (Columns) | 146.4 | 10% | 161.04 | SFCA | 0 | 0
928 | S3.1 | Plan |  | 4 #7 Vertical Dowels | 588.672 | 10% | 647.5392 | LB | 0 | 0
929 | S3.1 | Plan |  | #3 @ 5" O.C. Ties | 186.2691 | 10% | 204.896 | LB | 0 | 0
STRUCTURAL SLAB - 2ND FLOOR
18" THICK SLAB
930 | S4.1 | Plan | 65.6333 | 18" Thick Slab (4000 Psi) | 1074 | 10% | 1181.4 | SF | 0 | 0
931 | S4.1 | Plan |  | 18" Edge Form | 131 | 10% | 144.1 | LF | 0 | 0
932 | S4.1 | Plan |  | Underslab Formwork/Shoring | 1074 | 10% | 1181.4 | SF | 0 | 0
933 | S4.1 | Plan |  | Control Joint | 171.84 | 10% | 189.024 | LF | 0 | 0
934 | S4.1 | Assumed |  | #6 @ 18" O.C.Each Way Top and Bottom | 5155.2 | 10% | 5670.72 | LB | 0 | 0
12" THICK SLAB
935 | S4.1 | Plan | 554.0741 | 12" Thick Slab (4000 Psi) | 13600 | 10% | 14960 | SF | 0 | 0
936 | S4.1 | Plan |  | 12" Edge Form | 554 | 10% | 609.4 | LF | 0 | 0
937 | S4.1 | Plan |  | Underslab Formwork/Shoring | 13600 | 10% | 14960 | SF | 0 | 0
938 | S4.1 | Plan |  | Control Joint | 2176 | 10% | 2393.6 | LF | 0 | 0
939 | S4.1 | Plan |  | #6 @ 18" O.C.Each Way Top and Bottom | 65280 | 10% | 71808 | LB | 0 | 0
940 | S4.1 | 17/S1.4 |  | #3 @ 18" O.C.Ties | 27.9744 | 10% | 30.7718 | LB | 0 | 0
DEPRESSION IN STRUCTURAL SLAB
941 | S4.1 | Plan |  | Depression In Structural Slab | 273 | 10% | 300.3 | LF | 0 | 0
ADDITIONAL REBAR 2ND FLOOR
942 | S4.1-2 | Plan |  | Additional Rebar - Refer to "ADDITIONAL REBAR" Tab For Detailed Takeoff | 18789 | 10% | 20667.9 | LB | 0 | 0
943 | S4.1-2 | S1.3 |  | 2 #6 Cont | 3988.8 | 10% | 4387.68 | LB | 0 | 0
944 | S4.1-2 | S1.3 |  | #3 @ 9" O.C.Ties | 733.2301 | 10% | 806.5531 | LB | 0 | 0
945 | S4.1-2 | S1.4 |  | CMU Dowels | 991.4526 | 10% | 1090.5979 | LB | 0 | 0
BEAMS
CB1 Length: 45'-0' Width: 10" Depth: 2'-0"
946 | S4.1 | SD3 |  | Concrete (4000 Psi) | 2.7667 | 10% | 3.0433 | CY | 0 | 0
947 | S4.1 | SD3 |  | Formwork (Beams) | 180 | 10% | 198 | SFCA | 0 | 0
948 | S4.1 | SD3 |  | 2 #6 Cont | 162 | 10% | 178.2 | LB | 0 | 0
949 | S4.1 | SD3 |  | 2 #8 Cont | 288.36 | 10% | 317.196 | LB | 0 | 0
950 | S4.1 | SD3 |  | #4 @ 4",8" O.C.Stirrups | 444.407 | 10% | 488.8477 | LB | 0 | 0
CB2 Length: 14'-0" Width: 1'-0" Depth: 2'-0"
951 | S4.1 | SD3 |  | Concrete (4000 Psi) | 1.037 | 10% | 1.1407 | CY | 0 | 0
952 | S4.1 | SD3 |  | Formwork (Beams) | 56 | 10% | 61.6 | SFCA | 0 | 0
953 | S4.1 | SD3 |  | 2 #7 Cont | 68.6784 | 10% | 75.5462 | LB | 0 | 0
954 | S4.1 | SD3 |  | 2 #8 Cont | 89.712 | 10% | 98.6832 | LB | 0 | 0
955 | S4.1 | SD3 |  | #4 @ 4",8" O.C.Stirrups | 145.8912 | 10% | 160.4803 | LB | 0 | 0
CB3 Length: 22'-0" Width: 1'-0" Depth: 1'-8"
956 | S4.1 | SD3 |  | Concrete (4000 Psi) | 1.3607 | 10% | 1.4968 | CY | 0 | 0
957 | S4.1 | SD3 |  | Formwork (Beams) | 73.48 | 10% | 80.828 | SFCA | 0 | 0
958 | S4.1 | SD3 |  | 2 #8 Cont Top and Bottom | 281.952 | 10% | 310.1472 | LB | 0 | 0
959 | S4.1 | SD3 |  | #4 @ 4",8" O.C.Stirrups | 205.9791 | 10% | 226.577 | LB | 0 | 0
CB4 Length: 11'-0" Width: 1'-0" Depth: 1'-8"
960 | S4.1 | SD3 |  | Concrete (4000 Psi) | 0.68037 | 10% | 0.74841 | CY | 0 | 0
961 | S4.1 | SD3 |  | Formwork (Beams) | 36.74 | 10% | 40.414 | SFCA | 0 | 0
962 | S4.1 | SD3 |  | 2 #7 Cont, 2 #8 Cont | 124.4496 | 10% | 136.8946 | LB | 0 | 0
963 | S4.1 | SD3 |  | #4 @ 4",8" O.C.Stirrups | 102.9896 | 10% | 113.2885 | LB | 0 | 0
CB5 Length: 27'-0" Width: 1'-0" Depth: 2'-6"
964 | S4.1 | SD3 |  | Concrete (4000 Psi) | 2.5 | 10% | 2.75 | CY | 0 | 0
965 | S4.1 | SD3 |  | Formwork (Beams) | 135 | 10% | 148.5 | SFCA | 0 | 0
966 | S4.1 | SD3 |  | 2 #7 Cont | 132.4512 | 10% | 145.6963 | LB | 0 | 0
967 | S4.1 | SD3 |  | 3 #9 Cont | 330.48 | 10% | 363.528 | LB | 0 | 0
968 | S4.1 | SD3 |  | 2 #8 x 24 | 153.792 | 10% | 169.1712 | LB | 0 | 0
969 | S4.1 | SD3 |  | #4 @ 4",8" O.C.Stirrups | 324.648 | 10% | 357.1128 | LB | 0 | 0
CB6 Length: 22'-0" Width: 1'-0" Depth: 2'-6"
970 | S4.1 | SD3 |  | Concrete (4000 Psi) | 2.5 | 10% | 2.75 | CY | 0 | 0
971 | S4.1 | SD3 |  | Formwork (Beams) | 110 | 10% | 121 | SFCA | 0 | 0
972 | S4.1 | SD3 |  | 2 #7 Cont | 107.9232 | 10% | 118.7155 | LB | 0 | 0
973 | S4.1 | SD3 |  | 3 #9 Cont | 269.28 | 10% | 296.208 | LB | 0 | 0
974 | S4.1 | SD3 |  | 2 #8 x 24 | 153.792 | 10% | 169.1712 | LB | 0 | 0
975 | S4.1 | SD3 |  | #4 @ 4",8" O.C.Stirrups | 264.528 | 10% | 290.9808 | LB | 0 | 0
CB7 Length: 11'-0" Width: 10" Depth: 12"
976 | S4.1 | SD3 |  | Concrete (4000 Psi) | 0.33815 | 10% | 0.37196 | CY | 0 | 0
977 | S4.1 | SD3 |  | Formwork (Beams) | 27.5 | 10% | 30.25 | SFCA | 0 | 0
978 | S4.1 | SD3 |  | 6 #6 Cont | 118.8 | 10% | 130.68 | LB | 0 | 0
979 | S4.1 | SD3 |  | #3 @ 5" O.C. Stirrups | 51.0363 | 10% | 56.1399 | LB | 0 | 0
Beam 10x48 Length: 12'-0" Width: 10" Depth: 4'-0"
980 | S3.1 | Assumed |  | Concrete (4000 Psi) | 1.4756 | 10% | 1.6231 | CY | 0 | 0
981 | S3.1 | Assumed |  | Formwork (Beams) | 96 | 10% | 105.6 | SFCA | 0 | 0
982 | S3.1 | Assumed |  | 4 #9 Cont | 195.84 | 10% | 215.424 | LB | 0 | 0
983 | S3.1 | Assumed |  | #4 @ 4" O.C. Ties | 304.299 | 10% | 334.7289 | LB | 0 | 0
DROP PANELS
984 | S4.1 | 6/S1.2 |  | Concrete (4000 Psi) | 22.5944 | 10% | 24.8539 | CY | 0 | 0
985 | S4.1 | 6/S1.2 |  | Formwork (Drop Panels) | 271.41 | 10% | 298.551 | SFCA | 0 | 0
986 | S4.1 | 6/S1.2 |  | #5 @ 10" O.C. Each Way | 2079.0328 | 10% | 2286.936 | LB | 0 | 0
CONCRETE TOPPING AT PLANTER AREAS
987 | S4.3 | 6/L4.20 | 8.688 | Concrete (4000 Psi) Topping at Planter Areas - Assumed Thickness: 3" | 853 | 10% | 938.3 | SF | 0 | 0
988 | S4.3 | 6/L4.20 |  | 4" Edge Form | 470 | 10% | 517 | LF | 0 | 0
CONCRETE STAIRS
989 | S2-4.1 | SD2 |  | Concrete (4000 Psi) | 9.5694 | 10% | 10.5264 | CY | 0 | 0
990 | S2-4.1 | SD2 |  | #4 @ 8" O.C.Bars | 151.5876 | 10% | 166.7464 | LB | 0 | 0
991 | S2-4.1 | SD2 |  | #5 @ 16" O.C.Bars | 119.2325 | 10% | 131.1558 | LB | 0 | 0
992 | S2-4.1 | SD2 |  | Formwork (Stairs) | 511.075 | 10% | 562.1825 | SFCA | 0 | 0
993 | S2-4.1 | SD2 |  | Underslab Formwork/Shoring | 258 | 10% | 283.8 | SF | 0 | 0
994 | S2-4.1 | SD2 |  | Extra Labor For Stairs | 212 | 10% | 233.2 | LF | 0 | 0
995 | S2-4.1 | SD2 |  | Drilled Dowels | 52.8045 | 0% | 52.8045 | EA | 0 | 0
STAIR LANDING
996 | S2-4.1 | SD2 | 3.5758 | 8" Thick Concrete (4000 Psi) Landing | 131 | 10% | 144.1 | SF | 0 | 0
997 | S2-4.1 | SD2 |  | 8" Edge Form | 84 | 10% | 92.4 | LF | 0 | 0
998 | S2-4.1 | SD2 |  | #5 @ 12" O.C. | 163.9596 | 10% | 180.3556 | LB | 0 | 0
999 | S2-4.1 | SD2 |  | #5 @ 8" O.C. | 244.7158 | 10% | 269.1874 | LB | 0 | 0
1000 | S2-4.1 | SD2 |  | 3 #5 Cont. Bar | 33.7932 | 10% | 37.1725 | LB | 0 | 0
1001 | S2-4.1 | SD2 |  | 3 #6 Cont Bar | 48.6 | 10% | 53.46 | LB | 0 | 0
1002 | S2-4.1 | SD2 |  | Underslab Formwork/Shoring | 131 | 10% | 144.1 | SF | 0 | 0
1003 | S2-4.1 | SD2 |  | Drilled Dowels | 61.6015 | 0% | 61.6015 | EA | 0 | 0
|  |  |  | Concrete Sub Total | [6 empty] | 0
SUB - TOTAL | [9 empty] | 0 | 0
CONCRETE | [9 empty] | 0
Exclusions
|  |  | 31 00 0 | EARTHWORKS
GRADING
CLEAR AND GRUB
1 |  |  |  | Clear and Grubbing -0.85 Acres | 37224 | 10% | 40946.4 | SF | 0 | 0
TOPSOIL STRIPPING
2 | C-3 |  |  | 3" Topsoil Stripping (Assumed) | 281.64 | 10% | 309.804 | CY | 0 | 0
SHORING
3 | SH-2 | SH-3 |  | Drill & Excavate 24" Shafts Depth: 32'-0" Counts: 90 EA | 2880 | 10% | 3168 | VLF | 0 | 0
4 | SH-2 | SH-3 |  | W16x57 Soldier Beam Depth: 32'-0" Counts: 90 EA | 165904.2 | 10% | 182494.62 | LB | 0 | 0
5 | SH-2 | SH-3 |  | Concrete (3000 Psi) | 334.9333 | 10% | 368.4267 | CY | 0 | 0
6 | SH-2 | SH-3 |  | 3 x Treated Lagging | 3606.55 | 10% | 3967.205 | SF | 0 | 0
7 | SH-2 | SH-3 |  | 4 x Treated Lagging | 6491.79 | 10% | 7140.969 | SF | 0 | 0
8 | C-3 |  |  | Torching Holes In Soldier Beams For Wall Rebars Installation | 90 | 0% | 90 | LOC | 0 | 0
MASS GRADING
9 | C-3 |  |  | Mass Excavation For Building Footprint | 11454.46 | 10% | 12599.906 | CY | 0 | 0
10 | C-5 |  |  | Cut To Achieve Required Grade | 520.77 | 10% | 572.847 | CY | 0 | 0
11 | C-5 |  |  | Fill To Achieve Required Grade | 9.15 | 10% | 10.065 | CY | 0 | 0
HAUL AWAY DIRT
12 |  |  |  | Haul Away of Extra Dirt - 10 CY Truck | 1224.772 | 0% | 1224.772 | TRUCKS | 0 | 0
Note: No Geotechnical report was available for this project.
EROSION & SEDIMENT CONTROL FOR ROUGH GRADING
SILT FENCE
13 | C-12 | C-12 |  | Silt Fence | 576.23 | 10% | 633.853 | LF | 0 | 0
GRAVEL BAGS
14 | C-12 | C-12 |  | Gravel Bags | 573.78 | 10% | 631.158 | LF | 0 | 0
DEWATERING DEVICE
15 | C-12 | C-12 |  | Dewatering Device | 1 | 0% | 1 | EA | 0 | 0
TRASH CONTAINER
16 | C-12 | C-12 |  | Trash Container | 1 | 0% | 1 | EA | 0 | 0
ENCLOSED CONTAINER
17 | C-12 | C-12 |  | Enclosed Container | 1 | 0% | 1 | EA | 0 | 0
CONSTRUCTION ENTRANCE
18 | C-12 | C-12 |  | Construction Entrance | 417 | 10% | 458.7 | SF | 0 | 0
EROSION & SEDIMENT CONTROL FOR PRECISE GRADING
SILT FENCE
19 | C-13 | C-13 |  | Silt Fence | 202 | 10% | 222.2 | LF | 0 | 0
GRAVEL BAGS
20 | C-13 | C-13 |  | Gravel Bags | 245 | 10% | 269.5 | LF | 0 | 0
CONSTRUCTION ENTRANCE
21 | C-13 | C-13 |  | Construction Entrance CASQA TC-1 | 208 | 10% | 228.8 | SF | 0 | 0
INLET PROTECTION
22 | C-13 | C-13 |  | Storm Drain Inlet Protection | 24 | 0% | 24 | EA | 0 | 0
Note: It shows that we are modifying the E&SC items for precise grading so we are assuming that items from the rough grading phase will stay and we will price only the items which are increased or modified for precise grading phase, Please confirm.
|  |  |  | Earthwork Sub Total | [6 empty] | 0
|  |  | 32 00 0 | EXTERIOR IMPROVEMENTS
SITE DEMOLITIONS
23 | C2 |  |  | Removal Of Trees | 14 | 0% | 14 | EA | 0 | 0
24 | C2 |  |  | Remove Ex CMU Block Wall | 86.72 | 0% | 86.72 | LF | 0 | 0
25 | C2 |  |  | Removal Of Chainlink Fence | 52.51 | 0% | 52.51 | LF | 0 | 0
26 | C2 |  |  | Removal Of Light Pole And Base | 1 | 0% | 1 | EA | 0 | 0
27 | C2 |  |  | Cap Ex. Sewer Lateral | 4 | 0% | 4 | EA | 0 | 0
28 | C2 |  |  | Removal Of Conc. Driveway And Walkways | 2363 | 0% | 2363 | SF | 0 | 0
29 | C2 |  |  | Removal Of Chainlink Fence | 48.54 | 0% | 48.54 | LF | 0 | 0
30 | C2 |  |  | Removal Of Wood Fence | 1.63 | 0% | 1.63 | LF | 0 | 0
31 | C2 |  |  | Cap Gas Service And Remove Gas Meter | 1 | 0% | 1 | EA | 0 | 0
32 | C2 |  |  | Removal Of Chainlink Fence | 5.1 | 0% | 5.1 | LF | 0 | 0
33 | C2 |  |  | Removal Of Wood Fence | 2.65 | 0% | 2.65 | LF | 0 | 0
34 | C2 |  |  | Removal Of Wood Fence | 43.88 | 0% | 43.88 | LF | 0 | 0
35 | C2 |  |  | Remove Ex Cmu Block Wall | 50.13 | 0% | 50.13 | LF | 0 | 0
36 | C2 |  |  | Removal Of Stairs | 11 | 0% | 11 | SF | 0 | 0
37 | C2 |  |  | Cap Ex. Water | 3 | 0% | 3 | EA | 0 | 0
38 | C2 |  |  | Removal Of Chainlink Fence | 92.77 | 0% | 92.77 | LF | 0 | 0
39 | C2 |  |  | Removal Of Conc. Box Structure Area: 8 SF | 1 | 0% | 1 | LOC | 0 | 0
40 | C2 |  |  | Removal Of Wood Fence | 10.55 | 0% | 10.55 | LF | 0 | 0
41 | C2 |  |  | Remove Ex Cmu Block Wall | 6.03 | 0% | 6.03 | LF | 0 | 0
42 | C2 |  |  | Demolition Of Single Story Structure And Foundation | 2391 | 0% | 2391 | SF | 0 | 0
43 | C2 |  |  | Removal Of Chainlink Fence | 4 | 0% | 4 | LF | 0 | 0
44 | C2 |  |  | Remove Ex. Landscape Elements(Shrubs,Trees,And Planters) | 6729 | 0% | 6729 | SF | 0 | 0
45 | C2 |  |  | Removal Of Chainlink Fence | 43.66 | 0% | 43.66 | LF | 0 | 0
46 | C2 |  |  | Removal Of Conc. Driveway And Walkways | 69 | 0% | 69 | SF | 0 | 0
47 | C2 |  |  | Removal Of Stairs | 13 | 0% | 13 | SF | 0 | 0
48 | C2 |  |  | Removal Of Wood Fence | 5.16 | 0% | 5.16 | LF | 0 | 0
49 | C2 |  |  | Cap Gas Service And Remove Gas Meter | 1 | 0% | 1 | EA | 0 | 0
50 | C2 |  |  | Removal Of Chainlink Fence | 3.78 | 0% | 3.78 | LF | 0 | 0
51 | C2 |  |  | Removal Of Chainlink Fence | 449.31 | 0% | 449.31 | LF | 0 | 0
52 | C2 |  |  | Removal Of Chainlink Fence | 34.79 | 0% | 34.79 | LF | 0 | 0
53 | C2 |  |  | Removal Of Wood Fence | 72.28 | 0% | 72.28 | LF | 0 | 0
54 | C2 |  |  | Removal Of Chainlink Fence | 154.04 | 0% | 154.04 | LF | 0 | 0
55 | C2 |  |  | Remove Ex CMU Block Wall | 50.27 | 0% | 50.27 | LF | 0 | 0
56 | C2 |  |  | Remove Ex. Water Line And Ex. Water Meter | 3 | 0% | 3 | EA | 0 | 0
57 | C2 |  |  | Removal Of Chainlink Fence | 66.06 | 0% | 66.06 | LF | 0 | 0
58 | C2 |  |  | Removal Of Wood Fence | 10.38 | 0% | 10.38 | LF | 0 | 0
59 | C2 |  |  | Remove Ex Cmu Block Wall | 8.34 | 0% | 8.34 | LF | 0 | 0
60 | Sheet-01 |  |  | Remove Ex. Firehydrant | 2 | 0% | 2 | EA | 0 | 0
61 | Sheet-01 |  |  | Remove Ex. Water Meter | 3 | 0% | 3 | EA | 0 | 0
62 | Sheet-02 |  |  | Remove Ex. 8" Vcp Sewer | 164.53 | 0% | 164.53 | LF | 0 | 0
63 | Sheet-03 |  |  | Remove Landscape Elements | 468 | 0% | 468 | SF | 0 | 0
64 | Sheet-03 |  |  | Remove Ex. Intersection | 1 | 0% | 1 | EA | 0 | 0
65 | Sheet-03 |  |  | Remove Ex. Asphalt Concrete Pavement | 6794 | 0% | 6794 | SF | 0 | 0
66 | Sheet-03 |  |  | Remove Ex. Curb And Gutter | 258.93 | 0% | 258.93 | LF | 0 | 0
67 | Sheet-03 |  |  | Remove Ex. Concrete Driveway And Sidewalk | 2088 | 0% | 2088 | SF | 0 | 0
68 | Sheet-03 |  |  | Remove Gutter | 134.67 | 0% | 134.67 | LF | 0 | 0
69 | Sheet-03 |  |  | Haul Away of Demolished Items | 1 | 0% | 1 | LS | 0 | 0
PROTECTIONS
70 | Sheet-03 |  |  | Allowance For Protection of Following Items | 1 | 0% | 1 | LS | 0 | 0
71 | Sheet-03 |  |  | Protect Ex. Sign | 1 | 0% | 1 | EA
72 | Sheet-04 |  |  | Protect Ex. Utility Pole | 2 | 0% | 2 | EA
73 | Sheet-04 |  |  | Protect Ex. Water Meter | 5 | 0% | 5 | EA
ABANDON EXISTING UTILITIES
74 | Sheet-01 |  |  | Cut & Abandon 6" CIP Water Main | 1 | 0% | 1 | LOC | 0 | 0
75 | Sheet-01 |  |  | Cut & Abandon 4" CIP Water Main | 1 | 0% | 1 | LOC | 0 | 0
REMOVE AND REPLACE OF PAVEMENT FOR UTILTIES
76 | Sheet-01 |  |  | Sawcut Pavements | 681.57 | 10% | 749.727 | LF | 0 | 0
77 | Sheet-01 |  |  | Sawcut Pavement, Remove And Replace For Utilities | 1411 | 10% | 1552.1 | SF | 0 | 0
78 | Sheet-01 |  |  | Grind and Overlay Asphalt Pavement - Thickness: 2" | 321.82 | 10% | 354.002 | SF | 0 | 0
|  |  |  | Site Demolitions Sub Total | [6 empty] | 0
ASPHALT PAVEMENT
79 | Sheet-3 | Sheet-3 |  | 5" Asphaltic Concrete Pavement | 7303 | 10% | 8033.3 | SF | 0 | 0
80 | Sheet-3 | Sheet-3 |  | 9" Aggregate Base | 202.8611 | 10% | 223.1472 | CY | 0 | 0
81 | Sheet-3 | Sheet-3 |  | Compacted Subgrade | 7303 | 10% | 8033.3 | SF | 0 | 0
|  |  |  | Asphalt Pavement Sub Total | [6 empty] | 0
CONCRETE PAVEMENT
82 | L1.01 | Assumed | 5.5611 | 6" Thick PCC Pavement | 273 | 10% | 300.3 | SF | 0 | 0
83 | L1.01 | Assumed |  | 4" Aggregate Base | 3.3771 | 10% | 3.7148 | CY | 0 | 0
84 | L1.01 | Assumed |  | #3 Bars @ 18" OC | 164.2368 | 10% | 180.6605 | LB | 0 | 0
85 | L1.01 | Assumed |  | Sawcut Control Joint | 38.22 | 10% | 42.042 | LF | 0 | 0
86 | L1.01 | Assumed |  | Expansion Joint | 21.84 | 10% | 24.024 | LF | 0 | 0
87 | L1.01 | Assumed |  | 6" Edge Form | 95.2 | 10% | 104.72 | LF | 0 | 0
Note: we have assumed details for concrete pavement.
|  |  |  | Concrete Pavement Sub Total | [6 empty] | 0
CONCRETE PAVERS
88 | L1.01 | L0.01 |  | Natural Grey Concrete Pavers | 2635 | 10% | 2898.5 | SF | 0 | 0
89 | L1.01 | Assumed | 35.8555 | 4" Thick PCC Concrete (4000 Psi) | 2635 | 10% | 2898.5 | SF | 0 | 0
90 | L1.01 | Assumed |  | #3 Bars @ 18" OC | 1585.216 | 10% | 1743.7376 | LB | 0 | 0
91 | L1.01 | Assumed |  | Sawcut Control Joint | 368.9 | 10% | 405.79 | LF | 0 | 0
92 | L1.01 | Assumed |  | Expansion Joint | 210.8 | 10% | 231.88 | LF | 0 | 0
93 | L1.01 | Assumed |  | 4" Edge Form | 1191.89 | 10% | 1311.079 | LF | 0 | 0
Note: We have assumed details for concrete paver base.
|  |  |  | Concrete Pavers Sub Total | [6 empty] | 0
CONCRETE SIDEWALK
94 | Sheet-03 | A/C6 | 18.0162 | 4" Thick PCC Concrete (4000 Psi) Sidewalk | 1324 | 10% | 1456.4 | SF | 0 | 0
95 | L1.01 | A/C6 |  | #3 Bars @ 18" OC | 796.5184 | 10% | 876.1702 | LB | 0 | 0
96 | Sheet-03 | A/C6 |  | Sawcut Control Joint | 185.36 | 10% | 203.896 | LF | 0 | 0
97 | Sheet-03 | A/C6 |  | Expansion Joint | 105.92 | 10% | 116.512 | LF | 0 | 0
98 | Sheet-03 | A/C6 |  | 4" Edge Form | 545.28 | 10% | 599.808 | LF | 0 | 0
|  |  |  | Concrete Sidewalk Sub Total | [6 empty] | 0
CURBS & GUTTERS
99 | C-5 | A1-6 | 3.463 | 6" Concrete Curb 6" Below Grade -Top width 6" -Bottom Width 9" | 136 | 10% | 149.6 | LF | 0 | 0
100 | C-5 | A3-6 | 2.1102 | 6" Concrete Curb & 24" Gutter Repair | 34.53 | 10% | 37.983 | LF | 0 | 0
101 | C-5 | A1-6 | 21.8167 | 8" Concrete Curb & 24" Gutter Repair | 315 | 10% | 346.5 | LF | 0 | 0
102 | Sheet-04 | Sheet-2 | 12.3447 | Construct Longitudinal Gutter 36'' wide | 134.67 | 10% | 148.137 | LF | 0 | 0
|  |  |  | Curbs and Gutter Sub Total | [6 empty] | 0
TRANSFORMER PAD
103 | L1.01 | Assumed | 1.0886 | 4" Thick Concrete Pad (4000 Psi) | 80 | 10% | 88 | SF | 0 | 0
104 | L1.01 | Assumed |  | #4 @ 16" O.C. Each Way | 102.64 | 10% | 112.904 | LB | 0 | 0
105 | L1.01 | Assumed |  | Sawcut Control Joint | 11.2 | 10% | 12.32 | LF | 0 | 0
106 | L1.01 | Assumed |  | Expansion Joint | 6.4 | 10% | 7.04 | LF | 0 | 0
107 | L1.01 | Assumed |  | 4" Edge Form | 36 | 10% | 39.6 | LF | 0 | 0
Note: We have assumed details for transformer pad.
|  |  |  | Transformer Pad Sub Total | [6 empty] | 0
PAVING
108 | L1.00-01 | 8/L1.21 |  | P-101 - Natural Grey Concrete - Color: Natural Grey | 4130 | 10% | 4543 | SF | 0 | 0
109 | L1.01 | 2/L1.20 |  | P-102 - Stabilized Decomposed Granite - Color: Desert Gold - Manufacturer: Southwest Boulder (760)342-5522 | 788 | 10% | 866.8 | SF | 0 | 0
110 | L1.01 | 2/L1.20 |  | Rigid Insulation | 788 | 10% | 866.8 | SF | 0 | 0
111 | L1.01 | 1/L1.20 |  | P-103A - Durasafe Premium95 Resilient Tile - A - 3.25" Thickness - Color: Denim - Manufacturer: Sofsurfaces (519) 882 8799 | 83 | 10% | 91.3 | SF | 0 | 0
112 | L1.01 | 1/L1.20 |  | P-103B - Durasafe Premium95 Resilient Tile - B - 3.25" Thickness - Color: Sedona - Manufacturer: Sofsurfaces (519) 882 8799 | 118 | 10% | 129.8 | SF | 0 | 0
113 | L1.01 | 1/L1.20 |  | P-103C - Durasafe Premium95 Resilient Tile - C - 3.25" Thickness - Color: Sangria - Manufacturer: Sofsurfaces (519) 882 8799 | 145 | 10% | 159.5 | SF | 0 | 0
114 | L1.01 | 1/L1.20 |  | P-103D - Durasafe Premium95 Resilient Tile - D - 3.25" Thickness - Color: Azure - Manufacturer: Sofsurfaces (519) 882 8799 | 108 | 10% | 118.8 | SF | 0 | 0
115 | L1.02-03 | SCH-L0.01 |  | P-104 - 2' X 2' IPE Wood Tile W/ Pedestal System - Fsc Certified Ipe - Color: Brown - Manufacturer: Bison Innovative Products (800) 333 4234 | 2797 | 10% | 3076.7 | SF | 0 | 0
Note: All these pavings are on depressed slab
|  |  |  | Paving Sub Total | [6 empty] | 0
WALLS AND CURBS
WALL TYPE W-101 (42"H) Color: NM189 Manufacture: Nitterhouse
116 | W-2 | 3/L1.20 |  | Split Face CMU Planter Wall | 1207.5 | 10% | 1328.25 | SF | 0 | 0
117 | W-2 | 3/L1.20 |  | CMU Wall Cap | 345 | 10% | 379.5 | LF | 0 | 0
118 | W-2 | 5A/SD-1 |  | 1 #4 Bar Continuous | 276.552 | 10% | 304.2072 | LB | 0 | 0
119 | W-2 | 5A/SD-1 |  | #4 Horizontal Bars @ 24" O.C. | 760.518 | 10% | 836.5698 | LB | 0 | 0
120 | W-2 | 5A/SD-1 |  | #4 Vertical Bars @ 16" O.C. Hooked into Slab | 1139.5103 | 10% | 1253.4613 | LB | 0 | 0
WALL TYPE W-102 (24"H) Color: NM189 Manufacture: Nitterhouse
121 | W-2 | 3/L1.20 |  | Split Face CMU Planter Wall | 1186.99 | 10% | 1305.689 | SF | 0 | 0
122 | W-2 | 3/L1.20 |  | CMU Wall Cap | 547 | 10% | 601.7 | LF | 0 | 0
123 | W-2 | 5A/SD-1 |  | 1 #4 Bar Continuous | 438.4752 | 10% | 482.3227 | LB | 0 | 0
124 | W-2 | 5A/SD-1 |  | #4 Horizontal Bars @ 24" O.C. | 914.2208 | 10% | 1005.6429 | LB | 0 | 0
125 | W-2 | 5A/SD-1 |  | #4 Vertical Bars @ 16" O.C. Hooked into Slab | 1312.0876 | 10% | 1443.2964 | LB | 0 | 0
WALL TYPE W-103 (18"H) Color: NM189 Manufacture: Nitterhouse
126 | W-2 | 3/L1.20 |  | Split Face CMU Planter Wall | 147 | 10% | 161.7 | SF | 0 | 0
127 | W-2 | 3/L1.20 |  | CMU Wall Cap | 98 | 10% | 107.8 | LF | 0 | 0
128 | W-2 | 5A/SD-1 |  | 1 #4 Bar Continuous | 78.5568 | 10% | 86.4125 | LB | 0 | 0
129 | W-2 | 5A/SD-1 |  | #4 Horizontal Bars @ 24" O.C. | 137.4744 | 10% | 151.2218 | LB | 0 | 0
130 | W-2 | 5A/SD-1 |  | #4 Vertical Bars @ 16" O.C. Hooked into Slab | 178.2782 | 10% | 196.1061 | LB | 0 | 0
131 | L1.01 | 6/L1.21 | 16.379 | Cast In Place Concret Curb C-101 - Bottom Width 9-1/2" and Top Width 6" and 6" Above Grade - 1-1/2" w. Formed Skate Deterrent, 36" OC and 18" from Edges - 1-1/2" Radius on top edge both side | 660.05 | 10% | 726.055 | LF | 0 | 0
132 | W-2 | 5A/SD-1 |  | 2 #4 Bar Continuous | 1058.1922 | 10% | 1164.0114 | LB | 0 | 0
|  |  |  | Walls and Curbs Sub Total | [6 empty] | 0
SITE AMENITIES
BENCHES
133 | L1.01-03 | 4/L1.20 |  | M-101 - Built-In Cantilevered Bench -1/4'' Thk. X 2" W. Stl. St. Plate -3/8" Dia. Stl. St. Anchor, Simpson Strong Bolt 2, 1-1/4" Min. From Head Joint, (2) Top @ 4" O.C. & (1 ) Bottom Each Outrigger, W/ Min. 3" Effective Embed | 11.67 | 10% | 12.837 | LF | 0 | 0
134 | L1.01-03 | 4/L1.20 |  | 1 #4 Cont. in Wall @ Bench Height | 9.3547 | 10% | 10.2901 | LB | 0 | 0
135 | L1.01 | 5/L1.20 |  | M-102 - Free Standing Wood Top Bench -3/8" Dia. Hilti Kb-Tz Anchors @ 30" Max. O.C. W/ Min. 3" Effective Embed. -3/8'' Thk. X 3'' W. Stl. St. Plate | 19.19 | 10% | 21.109 | LF | 0 | 0
136 | L1.01-03 | 5/L1.20 |  | Concrete (4000 Psi) | 0.18667 | 10% | 0.20533 | CY | 0 | 0
137 | L1.01-03 | 5/L1.20 |  | (2) #4 Vertical @ Center Of Each 5" W. Conc. Wall | 38.4768 | 10% | 42.3245 | LB | 0 | 0
PLANTER BOXES
138 | L1.01 | SCH/L0.01 |  | M-104 - Natural Cedar Planter Box - 26"(W) X 60"(L) X 28"(H) Provide Ada Accessible Unit - Manufacturer: Eartheasy (888) 451-6752 | 3 | 0% | 3 | EA | 0 | 0
GARDEN BED
139 | L1.01-03 | 8/L1.20 |  | M-105 - Natural Cedar Raised Garden Bed -24"(W) X 60"(L) X 33"(H) W/ Trim Pack Provide Ada Accessible Unit -Manufacturer: Eartheasy (888) 451-6752 | 2 | 0% | 2 | EA | 0 | 0
140 | L1.01-03 | 5/L1.20 |  | Planting Soil | 1.6667 | 10% | 1.8333 | CY | 0 | 0
141 | L1.01-03 | 5/L1.20 |  | 4" Thick Aggregate Wrapped in Fabric | 0.22667 | 10% | 0.24933 | CY | 0 | 0
DECORATIVE ROCKS
142 | L1.01 | 6/L1.20 |  | M-106 - 2' HT LARGE HOP ROCK -Color: Limestone -Epoxy Play to Structure Below -Hand Tight All Side -Manufacturer: UPC PARKS EILEEN MCKENZIE (530) 243-1096 | 1 | 0% | 1 | EA | 0 | 0
143 | L1.01 | 6/L1.20 |  | M-107 - 1'-1"' HT LARGE HOP ROCK -Color: Limestone -Epoxy Play to Structure Below -Hand Tight All Side -Manufacturer: UPC PARKS EILEEN MCKENZIE (530) 243-1096 | 1 | 0% | 1 | EA | 0 | 0
POOL TABLES
144 | L1.01-03 | SCH/L0.01 |  | M-108 - OUTDOOR BUMPER POOL TABLE -Color: Black -Manufacturer: DIAG. 7' OUTDOOR POOL TABLE | 2 | 0% | 2 | EA | 0 | 0
145 | L1.01 | SCH/L0.01 |  | M-109 - 8' x 8' GIANT CHESS MAT -Color: STANDARD -Manufacturer: CHESSHOUSE (800)-348-4749 | 1 | 0% | 1 | EA | 0 | 0
PERGOLA
146 | L1.01 | 7/L1.21 |  | M-110 - Pergola -Color: Powder Coat, To Be Selected -4"X4" Extruded Aluminum Post Columns. -2"X6" Extruded Aluminum Beam -2" Min. Sq. Extruded Aluminum Pickets -Anchor To Roof, Fabricator To Provide Base Plate. -Ipe Paver At Post, 1/4" Max. Gap At Post -Gfci Electrical Outlet Integrated Into Posts -Structure, See Architecture Dwgs. -Ipe Pavers On Pedestal System, See Schedule -Manufacturer: Universal Awning (818) 882-0027 | 151 | 10% | 166.1 | SF | 0 | 0
BIKE RACKS
147 | L1.01 | SCH-L0.01 |  | S-101- Cycloops Circulo Bike Rack -Color: Regal Blue -Manufacturer: Columbia Cascade (800) 547-1940 | 2 | 0% | 2 | EA | 0 | 0
FIBERLGASS PLANTER POTS
148 | L1.02-03 | 2/L1.21 |  | S-103-Fiberglass Planter Pot 28" X 36"Ht -Color: Toast -Old Town Fiberglass (714) 633-3732 | 4 | 0% | 4 | EA | 0 | 0
149 | L1.02-03 | SCH-L0.01 |  | S-113-Fiberglass Planter Pot Custom 96" X 36" X 48"Ht -#RL963648, Gc To Request Customization Of Pot'S Height To Match Parapet Height. V.I.F. 45'' Height | 1 | 0% | 1 | EA | 0 | 0
150 | L1.02-03 | 2/L1.21 |  | S-109-Fiberglass Planter Pot 72" X 36" X 36"Ht -Color: Broze -Old Town Fiberglass (714) 633-3732 | 18 | 0% | 18 | EA | 0 | 0
151 | L1.02-03 | 2/L1.21 |  | S-107 - Fiberglass Planter Pot 60" X 60" X 48"Ht -Color: Broze -Old Town Fiberglass (714) 633-3732 | 3 | 0% | 3 | EA | 0 | 0
152 | L1.02-03 | 2/L1.21 |  | S-108 - Fiberglass Planter Pot 60" X 24" X 36"Ht -Color: Broze -Old Town Fiberglass (714) 633-3732 | 3 | 0% | 3 | EA | 0 | 0
TRASH RECEPTACLE
153 | L1.02-03 | SCH-L0.01 |  | S-114 - Trash Receptacle -Color: Regal Blue -Manufacturer: Columbia Cascade (800) 547-1940 | 2 | 0% | 2 | EA | 0 | 0
STRING LIGHTS
154 | L1.01 | 4/L1.21 |  | String Light | 81.99 | 10% | 90.189 | LF | 0 | 0
155 | L1.01 | 4/L1.21 |  | String Light Posts - 10' H -2" Dia Hot Dip Galvanized and Painted Tube -1 1/2" Dia Eye Bolt Welded and Galvanized | 4 | 0% | 4 | EA | 0 | 0
|  |  |  | Site Amenities Sub Total | [6 empty] | 0
RETAINING WALLS
FOOTINGS
Wall Footing Length: 276'-8" Width: 0'-8" Depth: 1'-10"
156 | W-2 | B/W-3 |  | Concrete (4000 Psi) | 12.6325 | 10% | 13.8958 | CY | 0 | 0
157 | W-2 | B/W-3 |  | (2) #4 Cont. Bars | 443.5573 | 10% | 487.9131 | LB | 0 | 0
158 | W-2 | B/W-3 |  | Formwork Continous Footing | 1018.1456 | 10% | 1119.9602 | SFCA | 0 | 0
159 | W-2 | B/W-3 |  | Excavation | 20.4941 | 10% | 22.5435 | CY | 0 | 0
160 | W-2 | B/W-3 |  | Backfill | 7.8615 | 10% | 8.6477 | CY | 0 | 0
161 | W-2 | B/W-3 |  | #4 Bar in Footing Step Count Step: 02 EA | 6.4128 | 10% | 7.0541 | LB | 0 | 0
WALL
6' High Proto II Block Wall Length: 270'-8" Width: 0'-6" Height: 6'-0"
162 | W-2 | B/W-3 |  | Proto II Blocks CMU Wall -OPT cap Block Top | 1624.02 | 10% | 1786.422 | SF | 0 | 0
163 | W-2 | B/W-3 |  | #4 Horizontal Joint Bar @ 24" OC and 2 at Top | 1084.8454 | 10% | 1193.3299 | LB | 0 | 0
164 | W-2 | B/W-3 |  | Post Tensioning Rod @ 6'-0" OC -Length: 6'-2" hooked into Footing -Bolts and Plate -After tensioning mortar at the bottom and top section of wall | 46.1117 | 0% | 46.1117 | EA | 0 | 0
4' High Proto II Block Wall Length: 6'-0" Width: 0'-6" Height: 4'-0"
165 | W-2 | B/W-3 |  | Proto II Blocks CMU Wall -OPT cap Block Top | 24 | 10% | 26.4 | SF | 0 | 0
166 | W-2 | B/W-3 |  | #4 Horizontal Joint Bar @ 24" OC and 2 at Top | 19.2384 | 10% | 21.1622 | LB | 0 | 0
167 | W-2 | B/W-3 |  | Post Tensioning Rod @ 6'-0" OC -Length: 4'-2" hooked into Footing -Bolts and Plate -After tensioning mortar at the bottom and top section of wall | 2 | 0% | 2 | EA | 0 | 0
WALL
6' Split Face CMU Wall (6") Length: 97'-0" Width: 0'-6" Height: 6'-0"
168 | W-2 | 5A/SD-1 |  | Concrete (4000 Psi) -Extended Slab | 6.287 | 10% | 6.9157 | CY | 0 | 0
169 | W-2 | 5A/SD-1 |  | Formwork Continous Footing | 97 | 10% | 106.7 | SFCA | 0 | 0
170 | W-2 | 5A/SD-1 |  | 6" Wide Split Face CMU Wall | 582 | 10% | 640.2 | SF | 0 | 0
171 | W-2 | 5A/SD-1 |  | 1 #4 Bar Continuous | 77.7552 | 10% | 85.5307 | LB | 0 | 0
172 | W-2 | 5A/SD-1 |  | #4 Horizontal Bars @ 24" O.C. | 311.0208 | 10% | 342.1229 | LB | 0 | 0
173 | W-2 | 5A/SD-1 |  | #4 Vertical Bars @ 16" O.C. Hooked into Footing | 470.6229 | 10% | 517.6852 | LB | 0 | 0
|  |  |  | Retaining Walls Sub Total | [6 empty] | 0
STORM DRAIN SYSTEM
HDPE PIPES
174 | C-7 | C-8 |  | 10" ADS HDPE Pipe | 262.05 | 10% | 288.255 | LF | 0 | 0
175 | C-7 | C-8 |  | Excavation | 90.844 | 10% | 99.9284 | CY | 0 | 0
176 | C-7 | C-8 |  | Gravel Bedding | 7.7217 | 10% | 8.4939 | CY | 0 | 0
177 | C-7 | C-8 |  | Haunch | 28.6906 | 10% | 31.5597 | CY | 0 | 0
178 | C-7 | C-8 |  | Backfill | 49.0558 | 10% | 53.9613 | CY | 0 | 0
179 | C-7 | C-8 |  | 8" ADS HDPE Pipe | 120.04 | 10% | 132.044 | LF | 0 | 0
180 | C-7 | C-8 |  | Excavation | 38.5906 | 10% | 42.4497 | CY | 0 | 0
181 | C-7 | C-8 |  | Gravel Bedding | 3.2802 | 10% | 3.6082 | CY | 0 | 0
182 | C-7 | C-8 |  | Haunch | 10.4929 | 10% | 11.5422 | CY | 0 | 0
183 | C-7 | C-8 |  | Backfill | 23.2509 | 10% | 25.5759 | CY | 0 | 0
184 | C-7 | C-8 |  | 6" ADS HDPE Pipe | 236.31 | 10% | 259.941 | LF | 0 | 0
185 | C-7 | C-8 |  | Excavation | 70.0178 | 10% | 77.0196 | CY | 0 | 0
186 | C-7 | C-8 |  | Gravel Bedding | 5.9515 | 10% | 6.5467 | CY | 0 | 0
187 | C-7 | C-8 |  | Haunch | 15.7868 | 10% | 17.3655 | CY | 0 | 0
188 | C-7 | C-8 |  | Backfill | 46.5618 | 10% | 51.218 | CY | 0 | 0
DUCTILE IRON PIPE
189 | C-7 | C-8 |  | 12" Ductile Iron Pipe | 39.45 | 10% | 43.395 | LF | 0 | 0
190 | C-7 | C-8 |  | Excavation | 14.6111 | 10% | 16.0722 | CY | 0 | 0
191 | C-7 | C-8 |  | Gravel Bedding | 1.2419 | 10% | 1.3661 | CY | 0 | 0
192 | C-7 | C-8 |  | Haunch | 4.3322 | 10% | 4.7654 | CY | 0 | 0
193 | C-7 | C-8 |  | Backfill | 7.89 | 10% | 8.679 | CY | 0 | 0
NDS ATRIUM GRATES AND DRAINS
194 | C-7 | C-8 |  | NDS 9"x9" Grate and Drain -9" Polyolefin Square Atrium Grate -NDS Low Profile Adaptor -6" Universal Locking Outlet and Riser | 20 | 0% | 20 | EA | 0 | 0
195 | C-7 | C-8 |  | NDS 9" Square Brass Grate and Drain -9" NDS Square Brass Grate -NDS Low Profile Adaptor -6" Universal Locking Outlet and Riser | 4 | 0% | 4 | EA | 0 | 0
DRYWELL
196 | C-7 | C-8 |  | Maxwell IV Drywell IV-4-CS-CA -Base Seal Concrete Slurry -Drainage Pipe -Flofast Drainage Screen | 1 | 0% | 1 | EA | 0 | 0
197 | C-7 | C-8 |  | Excavation | 23.9861 | 10% | 26.3847 | CY | 0 | 0
198 | C-7 | C-8 |  | Stabilized Backfill | 4.4483 | 10% | 4.8932 | CY | 0 | 0
199 | C-7 | C-8 |  | Crushed Rock | 11.6296 | 10% | 12.7926 | CY | 0 | 0
200 | C-7 | C-8 |  | Non-Geotextile Sleeve- 140 Mirafi | 580.9 | 10% | 638.99 | SF | 0 | 0
DIVERTER BOX
201 | C-7 | C-8 |  | 3'x3' Precast Conc. Diverter Box with Grate -Rem's Triton CFS Filter -Depth 102" | 1 | 0% | 1 | EA | 0 | 0
202 | C-7 | C-8 |  | Excavation | 2.8333 | 10% | 3.1167 | CY | 0 | 0
PARKWAY DRAIN
203 | C-7 | C-8 |  | Parkway Drain SPPWC 151-2 S=24" -#3 @ 12 " Longitudinal Bars -#3 @ 7" Main Bars -Concrete Base and Edges 6" and Top Width B=4" Min -Angles and Galvanized Steel Angles | 11 | 10% | 12.1 | LF | 0 | 0
204 | C-7 | C-8 |  | Excavation | 0.81481 | 10% | 0.8963 | CY | 0 | 0
MISC. ITEMS
205 | C-7 |  |  | Ductile Iron fitting | 2 | 0% | 2 | EA | 0 | 0
206 | C-7 |  |  | CSF Filter | 1 | 0% | 1 | EA | 0 | 0
207 | C-7 |  |  | 'NO Dumping" Stencil | 1 | 0% | 1 | EA | 0 | 0
208 | C-7 |  |  | Storm Connection To Existing W/ - Tapping Valve and Sleeve | 1 | 0% | 1 | EA | 0 | 0
209 | C-7 |  |  | Trench Drain Per Plumbing | 19 | 10% | 20.9 | LF | 0 | 0
210 | A1.01 |  |  | Foundation Drain | 33 | 0% | 33 | EA | 0 | 0
|  |  |  | Storm System Sub Total | [6 empty] | 0
SANITARY UTILTIIES
211 | Sheet-02 | Assumed |  | 6" Sewer House Lateral per SPPWC 222-2 (D=7') | 46.99 | 10% | 51.689 | LF | 0 | 0
212 | Sheet-02 | Assumed |  | Excavation | 24.3652 | 10% | 26.8017 | CY | 0 | 0
213 | Sheet-02 | Assumed |  | Gravel Bedding | 4.8796 | 10% | 5.3675 | CY | 0 | 0
214 | Sheet-02 | Assumed |  | Backfill | 19.1441 | 10% | 21.0585 | CY | 0 | 0
215 | Sheet-02 | Assumed |  | Shoring (Both Side) | 657.86 | 10% | 723.646 | SF | 0 | 0
216 | Sheet-02 | Assumed |  | Prop. 12" VCP Sewer (D=11') | 164.47 | 10% | 180.917 | LF | 0 | 0
217 | Sheet-02 | Assumed |  | Excavation | 201.0189 | 10% | 221.1208 | CY | 0 | 0
218 | Sheet-02 | Assumed |  | Gravel Bedding | 31.7671 | 10% | 34.9438 | CY | 0 | 0
219 | Sheet-02 | Assumed |  | Backfill | 164.47 | 10% | 180.917 | CY | 0 | 0
220 | Sheet-02 | Assumed |  | Shoring (Both Side) | 3618.34 | 10% | 3980.174 | SF | 0 | 0
Note: we have assumed trench details for sanitary utilities.
MISC. ITEMS
221 | Sheet-02 |  |  | 6" WYE Saddle LACDPW 2025-2 | 2 | 0% | 2 | EA | 0 | 0
222 | Sheet-02 |  |  | Terminal Cleanouts SPPWC 204-2 | 2 | 0% | 2 | EA | 0 | 0
223 | Sheet-02 |  |  | Sanitary Service Connection To Existing W/ - Tapping Valves and Sleeves | 1 | 0% | 1 | EA | 0 | 0
|  |  |  | Sanitary System Sub Total | [6 empty] | 0
WATER UTILITIES
224 | Sheet-01 | Assumed |  | Proposed 4" Water Service | 6.33 | 10% | 6.963 | LF | 0 | 0
225 | Sheet-01 | Assumed |  | Excavation | 1.8756 | 10% | 2.0631 | CY | 0 | 0
226 | Sheet-01 | Assumed |  | Gravel Bedding | 0.52733 | 10% | 0.58006 | CY | 0 | 0
227 | Sheet-01 | Assumed |  | Backfill | 1.327 | 10% | 1.4597 | CY | 0 | 0
228 | Sheet-01 | Assumed |  | Proposed 1" Water Service | 162.62 | 10% | 178.882 | LF | 0 | 0
229 | Sheet-01 | Assumed |  | Excavation | 27.1033 | 10% | 29.8137 | CY | 0 | 0
230 | Sheet-01 | Assumed |  | Gravel Bedding | 9.0042 | 10% | 9.9046 | CY | 0 | 0
231 | Sheet-01 | Assumed |  | Backfill | 18.0689 | 10% | 19.8758 | CY | 0 | 0
232 | Sheet-01 | Assumed |  | Proposed 12" DIP Water Pipe | 479.86 | 10% | 527.846 | LF | 0 | 0
233 | Sheet-01 | Assumed |  | Excavation | 222.1574 | 10% | 244.3731 | CY | 0 | 0
234 | Sheet-01 | Assumed |  | Gravel Bedding | 74.9115 | 10% | 82.4026 | CY | 0 | 0
235 | Sheet-01 | Assumed |  | Backfill | 133.2944 | 10% | 146.6239 | CY | 0 | 0
236 | Sheet-01 | Assumed |  | Proposed 6" DIP Fire Service | 97.55 | 10% | 107.305 | LF | 0 | 0
237 | Sheet-01 | Assumed |  | Excavation | 28.9037 | 10% | 31.7941 | CY | 0 | 0
238 | Sheet-01 | Assumed |  | Gravel Bedding | 8.9737 | 10% | 9.8711 | CY | 0 | 0
239 | Sheet-01 | Assumed |  | Backfill | 19.221 | 10% | 21.1431 | CY | 0 | 0
240 | C-9 | Assumed |  | Proposed 6" Class 200 AWWA C900 PVC Domestic Water Service | 18.92 | 10% | 20.812 | LF | 0 | 0
241 | C-9 | Assumed |  | Excavation | 5.6059 | 10% | 6.1665 | CY | 0 | 0
242 | C-9 | Assumed |  | Gravel Bedding | 1.7405 | 10% | 1.9145 | CY | 0 | 0
243 | C-9 | Assumed |  | Backfill | 3.7279 | 10% | 4.1007 | CY | 0 | 0
244 | C-9 | Assumed |  | Proposed 6" Class 200 AWWA C900 PVC Fire Water Service | 64.79 | 10% | 71.269 | LF | 0 | 0
245 | C-9 | Assumed |  | Excavation | 19.197 | 10% | 21.1167 | CY | 0 | 0
246 | C-9 | Assumed |  | Gravel Bedding | 5.9601 | 10% | 6.5561 | CY | 0 | 0
247 | C-9 | Assumed |  | Backfill | 12.766 | 10% | 14.0426 | CY | 0 | 0
Note: we have assumed trench details for water utilities.
MISC. ITEMS
248 | Sheet-01 |  |  | Install 6" Fire Hydrant | 3 | 0% | 3 | EA | 0 | 0
249 | Sheet-01 |  |  | 1-1/2" Backflow Preventor | 1 | 0% | 1 | EA | 0 | 0
250 | Sheet-01 |  |  | Elbows and Tees Connections | 1 | 0% | 1 | LS | 0 | 0
251 | Sheet-01 |  |  | 4" Domestic Water Meter | 1 | 0% | 1 | EA | 0 | 0
252 | Sheet-01 |  |  | 8" CIP Conn. to 8" DIP | 1 | 0% | 1 | EA | 0 | 0
253 | Sheet-01 |  |  | 12" DIP Conn. to 8" DIP | 1 | 0% | 1 | EA | 0 | 0
254 | C-9 |  |  | 6" Fire Water Service Assembly | 1 | 0% | 1 | EA | 0 | 0
255 | C-9 |  |  | 4" Domestic Water Connection Assembly | 1 | 0% | 1 | EA | 0 | 0
256 | C-9 |  |  | Water Service Connection To Existing W/ - Tapping Valves and Sleeves | 1 | 0% | 1 | EA | 0 | 0
257 | C-9 |  |  | Fire Department Connection To Existing W/ - Tapping Valves and Sleeves | 1 | 0% | 1 | EA | 0 | 0
258 | C-9 |  |  | 6" Reduced Pressure Black Flow preventer A-C10 | 1 | 0% | 1 | EA | 0 | 0
259 | C-9 |  |  | 6" Double Check Detector Assembly | 1 | 0% | 1 | EA | 0 | 0
260 | C-9 |  |  | Thrust Block | 1 | 0% | 1 | EA | 0 | 0
|  |  |  | Water System Sub Total | [6 empty] | 0
GAS UTILITIES
261 | C-9-P-1 | Assumed |  | 3" Yellow PE Gas Line | 21.15 | 10% | 23.265 | LF | 0 | 0
262 | C-9-P-1 | Assumed |  | Excavation | 3.525 | 10% | 3.8775 | CY | 0 | 0
263 | C-9-P-1 | Assumed |  | Concrete Encasement | 0.5875 | 10% | 0.64625 | CY | 0 | 0
264 | C-9-P-1 | Assumed |  | Backfill | 2.9375 | 10% | 3.2313 | CY | 0 | 0
Note: we have assumed trench details for gas utilities.
MISC. ITEMS
265 | C-9-P-1 |  |  | Gas Meter and Regulator Assembly | 1 | 0% | 1 | EA | 0 | 0
266 | C-9-P-1 |  |  | Gas Connection to Existing Main W/ - Tapping Valves and Sleeves | 1 | 0% | 1 | EA | 0 | 0
267 | C-9-P-1 |  |  | Emergency Gas Siesmic Main Shut Off Valve | 1 | 0% | 1 | EA | 0 | 0
268 | C-9-P-1 |  |  | UPC Gas Main Shut Off Valve | 1 | 0% | 1 | EA | 0 | 0
|  |  |  | Gas System Sub Total | [6 empty] | 0
ELECTRICAL UTILITIES
269 | E1.0 | Assumed |  | 2-2" Conduit | 493.46 | 10% | 542.806 | LF | 0 | 0
270 | E1.0 | Assumed |  | Excavation | 41.1217 | 10% | 45.2338 | CY | 0 | 0
271 | E1.0 | Assumed |  | Sand Bedding | 8.7692 | 10% | 9.6461 | CY | 0 | 0
272 | E1.0 | Assumed |  | Backfill | 32.7671 | 10% | 36.0438 | CY | 0 | 0
273 | E1.0 | Assumed |  | 5-5" Conduit | 624.35 | 10% | 686.785 | LF | 0 | 0
274 | E1.0 | Assumed |  | Excavation | 27.7489 | 10% | 30.5238 | CY | 0 | 0
275 | E1.0 | Assumed |  | Sand Bedding | 6.0475 | 10% | 6.6523 | CY | 0 | 0
276 | E1.0 | Assumed |  | Backfill | 24.9034 | 10% | 27.3938 | CY | 0 | 0
277 | E1.0 | Assumed |  | 6-4" Conduit | 180.12 | 10% | 198.132 | LF | 0 | 0
278 | E1.0 | Assumed |  | Excavation | 6.6711 | 10% | 7.3382 | CY | 0 | 0
279 | E1.0 | Assumed |  | Sand Bedding | 1.6183 | 10% | 1.7802 | CY | 0 | 0
280 | E1.0 | Assumed |  | Backfill | 5.6582 | 10% | 6.224 | CY | 0 | 0
Note: we have assumed trench details for electrical utilties utilities.
MISC. ITEMS
281 | E1.0 |  |  | Main Communication Board | 1 | 0% | 1 | EA | 0 | 0
282 | E1.0 |  |  | 2,000 Amps Main Switchgear @ 120/208V, 3Ø, 4W. | 1 | 0% | 1 | EA | 0 | 0
283 | E1.0 |  |  | 2-2" Conduit Stub | 1 | 0% | 1 | EA | 0 | 0
284 | E1.0 |  |  | Pull Box | 1 | 0% | 1 | EA | 0 | 0
285 | E1.0 |  |  | New Surface Mounted Panelboard | 5 | 0% | 5 | EA | 0 | 0
286 | E1.0 |  |  | Outdoor Weatherproof Nema 3R Pull Section | 1 | 0% | 1 | EA | 0 | 0
|  |  |  | Electrical System Sub Total | [6 empty] | 0
FENCE ON PLANTER WALLS
287 | L1.03 | 15/A9.11 |  | Fence on Planter Wall -Height 3'-0" with 12" Embedment into Plater wall -(2) HSS 2"x2"x 3/16" Along the length -HSS 2"x2"x 3/16" 3' Long @ 4' OC along the length -1"x1" Steel Picket @ 4" OC Max. | 48 | 10% | 52.8 | LF | 0 | 0
288 | L1.01 | 8/A9.10 |  | Access Metal Gate -Signage On 12"X12"X1/4" Galv. Stl. Backing Plate -Weld To Stl. Pickets -Knox Box (4400 Series), Welded To Galv. Stl. Backing Plate -Weld To Stl. Pickets -3"X3"X3/16" Galv. Stl. Tube Post Vertical Posts 3 -2"X2"X1/8" Thk. Horiz. Top & Bot. Galv. Stl. Rails, Weld Pickets To Rail -Embeded Steel Base Plates -3/4"X3/4"X1/8" Galv. Stl. Tube Pickets, Typ. | 3 | 0% | 3 | EA | 0 | 0
289 | L1.01 |  |  | Concrete (4000 Psi) -for 3 post per each Gate | 0.785 | 10% | 0.8635 | CY | 0 | 0
290 | L1.01 |  |  | 2-3/4"Ø 8-Inches Long Nelson Studs | 18 | 0% | 18 | EA | 0 | 0
291 | L1.01 |  |  | Formwork Circular | 84.78 | 10% | 93.258 | SFCA | 0 | 0
292 | L1.01 |  |  | Excavation | 2.0606 | 10% | 2.2667 | CY | 0 | 0
293 | L1.01 |  |  | Backfill | 1.2756 | 10% | 1.4032 | CY | 0 | 0
|  |  |  | Fence On Planter Walls Sub Total | [6 empty] | 0
LANDSCAPING
LANDSCAPE HYDROZONE
Planter - 12"
294 | L2.01 | 6/L1.21 |  | Planting Soil | 134.0278 | 10% | 147.4306 | CY | 0 | 0
295 |  |  |  | Planter - 18" | 172
296 | L2.02 | 3/L1.20 |  | 4" Thick 3/8" Drainage Rock | 2.1659 | 10% | 2.3825 | CY | 0 | 0
297 | L2.02 | 3/L1.20 |  | Planting Soil | 7.4321 | 10% | 8.1753 | CY | 0 | 0
298 | L2.02 | 3/L1.20 |  | Drainage Mat with Integreted Filter Fabric | 526.655 | 10% | 579.3205 | SF | 0 | 0
299 | L2.02 | 3/L1.20 |  | Water Proofing | 354.655 | 10% | 390.1205 | SF | 0 | 0
300 | L2.02 | 3/L1.20 |  | Planter Drain 4" Perforated | 2 | 0% | 2 | EA | 0 | 0
301 |  |  |  | Planter - 26" | 828
302 | L2.01-02 | 3/L1.20 |  | 4" Thick 3/8" Drainage Rock | 10.4267 | 10% | 11.4693 | CY | 0 | 0
303 | L2.01-02 | 3/L1.20 |  | Planting Soil | 56.2222 | 10% | 61.8444 | CY | 0 | 0
304 | L2.01-02 | 3/L1.20 |  | Drainage Mat with Integreted Filter Fabric | 2896.9583 | 10% | 3186.6542 | SF | 0 | 0
305 | L2.01-02 | 3/L1.20 |  | Water Proofing | 2068.9583 | 10% | 2275.8542 | SF | 0 | 0
306 | L2.01-02 | 3/L1.20 |  | Planter Drain 4" Perforated | 14 | 0% | 14 | EA | 0 | 0
307 |  |  |  | Planter - 36" | 305
308 | L2.02-03 | 3/L1.20 |  | 4" Thick 3/8" Drainage Rock | 3.8407 | 10% | 4.2248 | CY | 0 | 0
309 | L2.02-03 | 3/L1.20 |  | Planting Soil | 30.1235 | 10% | 33.1358 | CY | 0 | 0
310 | L2.02-03 | 3/L1.20 |  | Drainage Mat with Integreted Filter Fabric | 1697.14 | 10% | 1866.854 | SF | 0 | 0
311 | L2.02-03 | 3/L1.20 |  | Water Proofing | 1392.14 | 10% | 1531.354 | SF | 0 | 0
312 | L2.02-03 | 3/L1.20 |  | Planter Drain 4" Perforated | 25 | 0% | 25 | EA | 0 | 0
313 |  |  |  | Planter - 42" | 579
314 | L2.02-03 | 3/L1.20 |  | 4" Thick 3/8" Drainage Rock | 7.2911 | 10% | 8.0202 | CY | 0 | 0
315 | L2.02-03 | 3/L1.20 |  | Planting Soil | 67.9074 | 10% | 74.6981 | CY | 0 | 0
316 | L2.02-03 | 3/L1.20 |  | Drainage Mat with Integreted Filter Fabric | 2308.24 | 10% | 2539.064 | SF | 0 | 0
317 | L2.02-03 | 3/L1.20 |  | Water Proofing | 1728.33 | 10% | 1901.163 | SF | 0 | 0
318 | L2.02-03 | 3/L1.20 |  | Planter Drain 4" Perforated | 8 | 0% | 8 | EA | 0 | 0
319 |  |  |  | Planter - 48" | 71
320 | L2.02-03 | 3/L1.20 |  | 4" Thick 3/8" Drainage Rock | 0.89407 | 10% | 0.98348 | CY | 0 | 0
321 | L2.02-03 | 3/L1.20 |  | Planting Soil | 9.642 | 10% | 10.6062 | CY | 0 | 0
322 | L2.02-03 | 3/L1.20 |  | Drainage Mat with Integreted Filter Fabric | 424.72 | 10% | 467.192 | SF | 0 | 0
323 | L2.02-03 | 3/L1.20 |  | Water Proofing | 353.72 | 10% | 389.092 | SF | 0 | 0
324 | L2.02-03 | 3/L1.20 |  | Planter Drain 4" Perforated | 4 | 0% | 4 | EA | 0 | 0
TREES
325 | L4.00 | SCH-L4.00 |  | Botanical Name: Cercis canadensis Common Name: Eastern Redbud | 3 | 0% | 3 | EA | 0 | 0
326 | L4.00 | SCH-L4.00 |  | Botanical Name: Chilopsis linearis Common Name: Desert Willow | 7 | 0% | 7 | EA | 0 | 0
327 | L4.00 | SCH-L4.00 |  | Botanical Name: Koelreuteria Paniculata Common Name: Improved Meyer Lemon Tree | 1 | 0% | 1 | EA | 0 | 0
328 | L4.00 | SCH-L4.00 |  | Botanical Name: Citrus reticulata 'Owari' Common Name: Owari Satsuma Mandarin Tree | 1 | 0% | 1 | EA | 0 | 0
329 | L4.00 | SCH-L4.00 |  | Botanical Name: Citrus x sinensis Common Name: Orange Tree | 1 | 0% | 1 | EA | 0 | 0
330 | L4.00 | SCH-L4.00 |  | Botanical Name: Platanus x acerfolia 'Bloodgood' Common Name: Bloodgood London Plane Tree | 4 | 0% | 4 | EA | 0 | 0
331 | L4.00 | SCH-L4.00 |  | Botanical Name: Searsia lancea Common Name: African Sumac | 6 | 0% | 6 | EA | 0 | 0
332 | L4.00 | SCH-L4.00 |  | Existing Trees to be Protected in Place | 2 | 0% | 2 | EA | 0 | 0
SHRUBS
333 | L4.00 | SCH-L4.00 |  | Botanical Name: Callistemon citrinus 'Little John' Common Name: Little John Dwarf Bottlebrush | 25 | 0% | 25 | EA | 0 | 0
334 | L4.00 | SCH-L4.00 |  | Botanical Name: Leucadendron 'Jester' Common Name: Sunshine Conebush | 14 | 0% | 14 | EA | 0 | 0
335 | L4.00 | SCH-L4.00 |  | Botanical Name: Limonium perezii Common Name: Sea Lavender | 22 | 0% | 22 | EA | 0 | 0
336 | L4.00 | SCH-L4.00 |  | Botanical Name: Myrtus communis compacta Common Name: Dwarf Myrtle | 18 | 0% | 18 | EA | 0 | 0
337 | L4.00 | SCH-L4.00 |  | Botanical Name: Olea europaea 'Little Ollie' Common Name: Little Ollie | 11 | 0% | 11 | EA | 0 | 0
338 | L4.00 | SCH-L4.00 |  | Botanical Name: Perovskia atriplicifolia Common Name: Russian Sage | 24 | 0% | 24 | EA | 0 | 0
339 | L4.00 | SCH-L4.00 |  | Botanical Name: Phormium tenax Common Name: New Zealand Flax | 7 | 0% | 7 | EA | 0 | 0
340 | L4.00 | SCH-L4.00 |  | Botanical Name: Phormium tenax, 'Jack Spratt' Common Name: Jack Spratt New Zealand Flax | 31 | 0% | 31 | EA | 0 | 0
341 | L4.00 | SCH-L4.00 |  | Botanical Name: Rhaphiolepsis india 'Pink Lady' Common Name: Pink Lady Indian Hawthorn | 85 | 0% | 85 | EA | 0 | 0
342 | L4.00 | SCH-L4.00 |  | Botanical Name: Ribes aureum Common Name: Golden Currant | 3 | 0% | 3 | EA | 0 | 0
343 | L4.00 | SCH-L4.00 |  | Botanical Name: Rosmarinus officinalis 'Tuscan Blue' Common Name: Tuscan Blue Rosemary | 31 | 0% | 31 | EA | 0 | 0
344 | L4.00 | SCH-L4.00 |  | Botanical Name: Rosmarinus officinalis 'Blue Spires' Common Name: Blue Spires Rosemary | 23 | 0% | 23 | EA | 0 | 0
345 | L4.00 | SCH-L4.00 |  | Botanical Name: Salvia apiana Common Name: White Sage | 3 | 0% | 3 | EA | 0 | 0
346 | L4.00 | SCH-L4.00 |  | Botanical Name: Westringia fruticosa 'Blue Gem' Common Name: Blue Gem Costal Rosemary | 73 | 0% | 73 | EA | 0 | 0
SUCCULENTS
347 | L4.00 | SCH-L4.00 |  | Botanical Name: Aeonium haworthii Common Name: Pinwheel | 48 | 0% | 48 | EA | 0 | 0
348 | L4.00 | SCH-L4.00 |  | Botanical Name: Aeonium 'Kiwi' Common Name: Kiwi Aeonium | 13 | 0% | 13 | EA | 0 | 0
349 | L4.00 | SCH-L4.00 |  | Botanical Name: Aeonium 'Mint Saucer' Common Name: Green Aeonium | 11 | 0% | 11 | EA | 0 | 0
350 | L4.00 | SCH-L4.00 |  | Botanical Name: Agave attenuata Common Name: Foxtail Agave | 6 | 0% | 6 | EA | 0 | 0
351 | L4.00 | SCH-L4.00 |  | Botanical Name: Agave 'Blue Flame' Common Name: Blue Flame Agave | 6 | 0% | 6 | EA | 0 | 0
352 | L4.00 | SCH-L4.00 |  | Botanical Name: Agave 'Blue Glow' Common Name: Blue Glow Agave | 4 | 0% | 4 | EA | 0 | 0
353 | L4.00 | SCH-L4.00 |  | Botanical Name: Hesperaloe parviflora 'Brakelights' Common Name: Yucca | 10 | 0% | 10 | EA | 0 | 0
354 | L4.00 | SCH-L4.00 |  | Botanical Name: Kalanchoe thyrisiflora Common Name: Paddle Plant | 92 | 0% | 92 | EA | 0 | 0
355 | L4.00 | SCH-L4.00 |  | Botanical Name: Sedum 'Angelina' Common Name: Angelina Stonecrop | 84 | 0% | 84 | EA | 0 | 0
356 | L4.00 | SCH-L4.00 |  | Botanical Name: Senecio serpens Common Name: Blue Chalksticks | 50 | 0% | 50 | EA | 0 | 0
VINES
357 | L4.00 | SCH-L4.00 |  | Botanical Name: Clystostoma callistegioides Common Name: Lavender Trumpet Vine | 7 | 0% | 7 | EA | 0 | 0
GRASSES AND GROUNDCOVERS
358 | L4.00 | SCH-L4.00 |  | Botanical Name: Carex tumulicola Common Name: Berkeley Sedge | 160 | 0% | 160 | EA | 0 | 0
359 | L4.00 | SCH-L4.00 |  | Botanical Name: Dianella revoluta Common Name: Flax Lily | 120 | 0% | 120 | EA | 0 | 0
360 | L4.00 | SCH-L4.00 |  | Botanical Name: Dietes bicolor Common Name: Fortnight Lily | 13 | 0% | 13 | EA | 0 | 0
361 | L4.00 | SCH-L4.00 |  | Botanical Name: Festuca glauca Common Name: Blue Fescue | 48 | 0% | 48 | EA | 0 | 0
362 | L4.00 | SCH-L4.00 |  | Botanical Name: Juncus patens Common Name: Common Rush | 31 | 0% | 31 | EA | 0 | 0
363 | L4.00 | SCH-L4.00 |  | Botanical Name: Leymus condensatus 'Canyon Prince' Common Name: Canyon Prince Giant Rye Grass | 40 | 0% | 40 | EA | 0 | 0
364 | L4.00 | SCH-L4.00 |  | Botanical Name: Muhlenbergia dubia Common Name: Pine Muhly | 32 | 0% | 32 | EA | 0 | 0
365 | L4.00 | SCH-L4.00 |  | Botanical Name: Muhlenbergia rigens Common Name: Deer Grass | 30 | 0% | 30 | EA | 0 | 0
366 | L4.00 | SCH-L4.00 |  | Botanical Name: Pennisetum orientale Common Name: Fountain Grass | 11 | 0% | 11 | EA | 0 | 0
367 | L4.00 | SCH-L4.00 |  | Botanical Name: Salvia chamaedryoides Common Name: Blue Sage | 79 | 0% | 79 | EA | 0 | 0
MULCH
368 |  | L4.20 |  | Layer Of Wood Chip Mulch - 3" Thick | 44.9352 | 10% | 49.4287 | CY | 0 | 0
PLANTER DRAINAGE
369 | L1.01-03 | 1,2,3/L1.21 |  | Planter Drainage on Structure | 36 | 0% | 36 | EA | 0 | 0
ROOT CONTROL BARRIER
370 | L1.01 | 5/L1.21 |  | Root Control Barrier -24" Deep | 171.51 | 10% | 188.661 | LF | 0 | 0
IRRIGATION
PIPING
371 | L3.01 | L3.10 |  | Mainline 1-1/2" Irrigation Line | 306.76 | 10% | 337.436 | LF | 0 | 0
372 | L3.01 | L3.10 |  | Excavation | 68.1689 | 10% | 74.9858 | CY | 0 | 0
373 | L3.01 | L3.10 |  | Sand Backfill | 17.0422 | 10% | 18.7464 | CY | 0 | 0
374 | L3.01 | L3.10 |  | Backfill | 50.9873 | 10% | 56.086 | CY | 0 | 0
375 | L3.01 | L3.10 |  | Mainline 1-1/4" Irrigation Line | 153.64 | 10% | 169.004 | LF | 0 | 0
376 | L3.01 | L3.10 |  | Excavation | 34.1422 | 10% | 37.5564 | CY | 0 | 0
377 | L3.01 | L3.10 |  | Sand Backfill | 8.5356 | 10% | 9.3891 | CY | 0 | 0
378 | L3.01 | L3.10 |  | Backfill | 25.5584 | 10% | 28.1142 | CY | 0 | 0
379 | L3.01 | L3.10 |  | Mainline 1" Irrigation Line | 26.15 | 10% | 28.765 | LF | 0 | 0
380 | L3.01 | L3.10 |  | Excavation | 5.8111 | 10% | 6.3922 | CY | 0 | 0
381 | L3.01 | L3.10 |  | Sand Backfill | 1.4528 | 10% | 1.5981 | CY | 0 | 0
382 | L3.01 | L3.10 |  | Backfill | 4.353 | 10% | 4.7883 | CY | 0 | 0
383 | L3.01 | L3.10 |  | Lateral 1" Irrigation Line | 289 | 10% | 317.9 | LF | 0 | 0
384 | L3.01 | L3.10 |  | Excavation | 64.2222 | 10% | 70.6444 | CY | 0 | 0
385 | L3.01 | L3.10 |  | Sand Backfill | 16.0556 | 10% | 17.6611 | CY | 0 | 0
386 | L3.01 | L3.10 |  | Backfill | 48.1074 | 10% | 52.9181 | CY | 0 | 0
PIPLINES
387 | L3.01-05 |  |  | Lateral 1" Irrigation Line | 636.14 | 10% | 699.754 | LF | 0 | 0
388 | L3.03-05 |  |  | Lateral 1" Irrigation Line -Surface | 374.26 | 10% | 411.686 | LF | 0 | 0
389 | L3.05 |  |  | Mainline 1" Irrigation Line -Surface | 68.21 | 10% | 75.031 | LF | 0 | 0
DRIPLINES
390 | L3.01-05 |  |  | Irrigation Drip Line-HDL-06-12-CV | 4514 | 10% | 4965.4 | SF | 0 | 0
FIXTURES
391 | L3.01 |  |  | SCH-40 PVC Sleeves | 76.74 | 10% | 84.414 | LF | 0 | 0
392 | L3.01 |  |  | AVR-075-Air Relief Valve | 7 | 0% | 7 | EA | 0 | 0
393 | L3.01-06 |  |  | Control Wire Stud Out from Floor | 8 | 0% | 8 | EA | 0 | 0
394 | L3.01 |  |  | CP100B-Munro Complete Pro II Booster Pump | 1 | 0% | 1 | EA | 0 | 0
395 | L3.01-03 |  |  | ECO-ID-Drip Operation Indicator | 9 | 0% | 9 | EA | 0 | 0
396 | L3.01 |  |  | Febco - 825YA-Size 1-1/2" | 1 | 0% | 1 | EA | 0 | 0
397 | L3.01 |  |  | Flomec-QS-200-1 1/2" | 1 | 0% | 1 | EA | 0 | 0
398 | L3.01 |  |  | Hunter-A2C-1200-SS w/(2) A2M-600 Expansion Modules | 1 | 0% | 1 | EA | 0 | 0
399 | L3.01-05 |  |  | Hunter-HQ33D-RC Quick Coupler Valve | 10 | 0% | 10 | EA | 0 | 0
400 | L3.01-05 |  |  | Hunter-ICV-FS w/AS-ADJ - 1" | 6 | 0% | 6 | EA | 0 | 0
401 | L3.01-05 |  |  | Hunter-ICZ-101-LF-25 for .5-20 GPM | 11 | 0% | 11 | EA | 0 | 0
402 | L3.01-05 |  |  | Hunter-RZWS-18-CV | 46 | 0% | 46 | EA | 0 | 0
403 | L3.01 |  |  | Hunter-Solar Sync Sen Wired Solar Sync Sensor | 1 | 0% | 1 | EA | 0 | 0
404 | L3.01-03 |  |  | Lateral Line Penetraion Stub | 22 | 0% | 22 | EA | 0 | 0
405 | L3.01-06 |  |  | Mainline Penetrarion Stub out from Floor | 8 | 0% | 8 | EA | 0 | 0
406 | L3.01-03 |  |  | Nibco-T-111 Gate Valve 2 1/2" and Smaller | 7 | 0% | 7 | EA | 0 | 0
407 | L3.01-03 |  |  | PLD-BV-Manual FLush Valve | 27 | 0% | 27 | EA | 0 | 0
408 | L3.01-05 |  |  | PLD-LOC-050-Drip Connector | 62 | 0% | 62 | EA | 0 | 0
409 | L3.01-03 |  |  | Side Wall Penetration | 16 | 0% | 16 | EA | 0 | 0
410 | L3.01 |  |  | Superior-3300 Series-Normally Open | 1 | 0% | 1 | EA | 0 | 0
411 | L3.01-06 |  |  | Watts-L223-HP-1 1/2" | 6 | 0% | 6 | EA | 0 | 0
412 | C-9 |  |  | 1-1/2"Irrigation Water Service Connection | 1 | 0% | 1 | EA | 0 | 0
413 | C-9 |  |  | 1-1/2" IRR water Connection Assembly | 1 | 0% | 1 | EA | 0 | 0
414 | C-9 |  |  | 1-1/2" IRR water meter | 1 | 0% | 1 | EA | 0 | 0
415 | L3.02-06 |  |  | Control Wire Conduit | 525.17 | 10% | 577.687 | LF | 0 | 0
416 | L3.02-04 |  |  | Non-Pressurized Lateral Routing | 351.93 | 10% | 387.123 | LF | 0 | 0
417 | L3.04-06 |  |  | Copper Mainline Routing-1" | 301.37 | 10% | 331.507 | LF | 0 | 0
418 | L3.02 |  |  | Copper Mainline Routing-1-1/4" | 228.08 | 10% | 250.888 | LF | 0 | 0
|  |  |  | Landscaping and Irrigation Sub Total | [6 empty] | 0
MISC ITEMS
419 | Sheet-3 |  |  | Adjust Pull Box to Grade | 2 | 0% | 2 | EA | 0 | 0
|  |  |  | Misc. Items Sub Total | [6 empty] | 0
SUB - TOTAL | [9 empty] | 0 | 0
TOTAL SITE WORKS | [9 empty] | 0
EXCLUSIONS:
Photovoltaic Solar System
Transformer
Outdoor Lounge Furniture(By Owner)
Outdoor Dining Furniture(By Owner)
Outdoor Grill-(By Owner)
Outdoor Patio Furniture-(By Owner)
Anything not Mentioned above
|  |  |  | Trusses: |  | EA | 0 | 0 | #REF! | #REF! | Trusses @ 24" O.C
[6 empty] | EA | 0 | 0 | #REF! | #REF! | Trusses @ 24" O.C
|  |  |  | Truss (8' Long) |  | EA | 0 | 0 | #REF! | #REF! | Trusses @ 24" O.C
1 |  |  |  | Truss (11' Long) | 2 | EA | 0 | 0 | #REF! | #REF! | Trusses @ 24" O.C
2 |  |  |  | Truss (13' Long) | 5 | EA | 0 | 0 | #REF! | #REF! | Trusses @ 24" O.C
3 |  |  |  | Truss (15' Long) | 11 | EA | 0 | 0 | #REF! | #REF! | Trusses @ 24" O.C
4 |  |  |  | Truss (18' Long) | 13 | EA | 0 | 0 | #REF! | #REF! | Trusses @ 24" O.C
5 |  |  |  | Truss (19' Long) | 5 | EA | 0 | 0 | #REF! | #REF! | Trusses @ 24" O.C
6 |  |  |  | Truss (21' Long) | 2 | EA | 0 | 0 | #REF! | #REF! | Trusses @ 24" O.C
7 |  |  |  | Truss (23' Long) | 4 | EA | 0 | 0 | #REF! | #REF! | Trusses @ 24" O.C
8 |  |  |  | Truss (24' Long) | 2 | EA | 0 | 0 | #REF! | #REF! | Trusses @ 24" O.C
9 |  |  |  | Truss (25' Long) | 1 | EA | 0 | 0 | #REF! | #REF! | Trusses @ 24" O.C
10 |  |  |  | Truss (26' Long) | 1 | EA | 0 | 0 | #REF! | #REF! | Trusses @ 24" O.C
11 |  |  |  | Truss (27' Long) | 17 | EA | 0 | 0 | #REF! | #REF! | Trusses @ 24" O.C
12 |  |  |  | Truss (28' Long) | 51 | EA | 0 | 0 | #REF! | #REF! | Trusses @ 24" O.C
13 |  |  |  | Truss (30' Long) | 58 | EA | 0 | 0 | #REF! | #REF! | Trusses @ 24" O.C
14 |  |  |  | Truss (31' Long) | 6 | EA | 0 | 0 | #REF! | #REF! | Trusses @ 24" O.C
15 |  |  |  | Truss (32' Long) | 1 | EA | 0 | 0 | #REF! | #REF! | Trusses @ 24" O.C
16 |  |  |  | Truss (33' Long) | 10 | EA | 0 | 0 | #REF! | #REF! | Trusses @ 24" O.C
17 |  |  |  | Truss (34' Long) | 24 | EA | 0 | 0 | #REF! | #REF! | Trusses @ 24" O.C
18 |  |  |  | Truss (35' Long) | 102 | EA | 0 | 0 | #REF! | #REF! | Trusses @ 24" O.C
19 |  |  |  | Truss (36' Long) | 9
19 |  |  |  | Drag Truss (33' Long) | 3 | EA | 0 |  | #REF! | #REF!
20 |  |  |  |  | 14
Simpson Strong Tie Allowance:
21 |  |  |  |  | 1 |  | Total Labor |  | Total Material
|  |  |  | Note: 10% Wastage is figured with all quantities |  |  |  | #REF! | #REF!
[9 empty] | 10.25% | #REF!
#REF!
Sales Tax
Total Trusses

## TRUSSES
PROJECT | [8 empty] | Rev0
ADDRESS
Date of submission | 2023-02-20 | [5 empty] | E-mail: estimate@msbestimating.com
Date of plans | 2022-11-04 | [5 empty] | Contact: (305)-813-0053
TRUSSES | 0
SR # | DESCRIPTION | QTY. | UNIT | LABOR UNIT COST | MATERIAL UNIT COST | TOTAL LABOR | TOTAL MATERIAL | TOTAL COST | REMARKS
Trusses:
1 | Truss (8' Long) | 2 | EA | 0 | 0 | 0 | 0 | 0 | Trusses @ 24" O.C
2 | Truss (11' Long) | 5 | EA | 0 | 0 | 0 | 0 | 0 | Trusses @ 24" O.C
3 | Truss (13' Long) | 11 | EA | 0 | 0 | 0 | 0 | 0 | Trusses @ 24" O.C
4 | Truss (15' Long) | 13 | EA | 0 | 0 | 0 | 0 | 0 | Trusses @ 24" O.C
5 | Truss (18' Long) | 5 | EA | 0 | 0 | 0 | 0 | 0 | Trusses @ 24" O.C
6 | Truss (19' Long) | 2 | EA | 0 | 0 | 0 | 0 | 0 | Trusses @ 24" O.C
7 | Truss (21' Long) | 4 | EA | 0 | 0 | 0 | 0 | 0 | Trusses @ 24" O.C
8 | Truss (23' Long) | 2 | EA | 0 | 0 | 0 | 0 | 0 | Trusses @ 24" O.C
9 | Truss (24' Long) | 1 | EA | 0 | 0 | 0 | 0 | 0 | Trusses @ 24" O.C
10 | Truss (25' Long) | 1 | EA | 0 | 0 | 0 | 0 | 0 | Trusses @ 24" O.C
11 | Truss (26' Long) | 17 | EA | 0 | 0 | 0 | 0 | 0 | Trusses @ 24" O.C
12 | Truss (27' Long) | 51 | EA | 0 | 0 | 0 | 0 | 0 | Trusses @ 24" O.C
13 | Truss (28' Long) | 58 | EA | 0 | 0 | 0 | 0 | 0 | Trusses @ 24" O.C
14 | Truss (30' Long) | 6 | EA | 0 | 0 | 0 | 0 | 0 | Trusses @ 24" O.C
15 | Truss (31' Long) | 1 | EA | 0 | 0 | 0 | 0 | 0 | Trusses @ 24" O.C
16 | Truss (32' Long) | 10 | EA | 0 | 0 | 0 | 0 | 0 | Trusses @ 24" O.C
17 | Truss (33' Long) | 24 | EA | 0 | 0 | 0 | 0 | 0 | Trusses @ 24" O.C
18 | Truss (34' Long) | 102 | EA | 0 | 0 | 0 | 0 | 0 | Trusses @ 24" O.C
19 | Truss (35' Long) | 9 | EA | 0 | 0 | 0 | 0 | 0 | Trusses @ 24" O.C
19 | Truss (36' Long) | 3 | EA | 0 | 0 | 0 | 0 | 0 | Trusses @ 24" O.C
20 | Drag Truss (33' Long) | 14 | EA | 0 | 0 | 0 | 0 | 0 | Trusses @ 24" O.C
21 | Simpson Strong Tie Allowance: | 1 | EA | 0 | 0 |  | 0 | 0
Note: 10% Wastage is figured with all quantities
[6 empty] | Total Labor | Total Material
[6 empty] | 0 | 0
Sales Tax | [6 empty] | 10.25% | 0
Total Trusses | [7 empty] | 0