## HVAC
PROJECT
PROJECT ID: Hard Rock Hotel
ADDRESS: | [5 empty] | E-mail: estimate@msbestimating.com
[6 empty] | Contact: | (305)-813-0053
SCOPE: Plumbing
2026-05-07
ITEM # | DWG REF./ CSI SEC. | DESCRIPTION | QUANTITY | WASTAGE | QTY W/WASTAGE | UNIT | MAT COST | TOTAL MAT COST | LAB COST | TOTAL LAB COST | TOTAL COST | TRADE COST
| DIV. 01 | GENERAL REQUIREMENTS
1 |  | Project Manager | 1 | 0% | 1 | LS | 0 | 0 | 0 | 0 | 0
2 |  | Field Superintendent | 1 | 0% | 1 | LS | 0 | 0 | 0 | 0 | 0
3 |  | Bonds | 1 | 0% | 1 | LS | 0 | 0 | 0 | 0 | 0
4 |  | Permitting | 1 | 0% | 1 | LS | 0 | 0 | 0 | 0 | 0
5 |  | Mobilization Cost | 1 | 0% | 1 | LS | 0 | 0 | 0 | 0 | 0
6 |  | Temp Fencing, Toilets, Utilities | 1 | 0% | 1 | LS | 0 | 0 | 0 | 0 | 0
7 |  | Jobsite Signage, Trailer, Security | 1 | 0% | 1 | LS | 0 | 0 | 0 | 0 | 0
8 |  | Dumpsters, Tools | 1 | 0% | 1 | LS | 0 | 0 | 0 | 0 | 0
9 |  | Clean-up | 1 | 0% | 1 | LS | 0 | 0 | 0 | 0 | 0
10 |  | Procore, Web Cameras | 1 | 0% | 1 | LS | 0 | 0 | 0 | 0 | 0
|  | Subtotal (General Requirements) |  |  |  | TOTAL MAT COST: |  | 0 |  | LABOR COST |  | 0
DIVISION 23- HEATING, VENTILATING & AIR-CONDITIONING
Rectangular Duct (Galvanized Steel)
11 |  | 30"x14" Rectangular Duct | 375.86 | 10% | 413.446 | LF | 0 | 0 | 0 | 0 | 0
12 |  | 30"x16" Rectangular Duct | 341.54 | 10% | 375.694 | LF | 0 | 0 | 0 | 0 | 0
13 |  | 30" x 12" Rectangular Duct | 279.92 | 10% | 307.912 | LF | 0 | 0 | 0 | 0 | 0
14 |  | 30"x18" Rectangular Duct | 546.44 | 10% | 601.084 | LF | 0 | 0 | 0 | 0 | 0
15 |  | 30"x20" Rectangular Duct | 665.68 | 10% | 732.248 | LF | 0 | 0 | 0 | 0 | 0
16 |  | 30"x24" Rectangular Duct | 183.36 | 10% | 201.696 | LF | 0 | 0 | 0 | 0 | 0
17 |  | 30"x22" Rectangular Duct | 101.98 | 10% | 112.178 | LF | 0 | 0 | 0 | 0 | 0
18 |  | 30"x30" Rectangular Duct | 14.61 | 10% | 16.071 | LF | 0 | 0 | 0 | 0 | 0
19 |  | 32"x22" Rectangular Duct | 15.96 | 10% | 17.556 | LF | 0 | 0 | 0 | 0 | 0
20 |  | 32 x20" Rectangular Duct | 11.28 | 10% | 12.408 | LF | 0 | 0 | 0 | 0 | 0
21 |  | 32"x24" Rectangular Duct | 16.94 | 10% | 18.634 | LF | 0 | 0 | 0 | 0 | 0
22 |  | 32"x32" Rectangular Duct | 48.55 | 10% | 53.405 | LF | 0 | 0 | 0 | 0 | 0
23 |  | 32"x18" Rectangular Duct | 92.25 | 10% | 101.475 | LF | 0 | 0 | 0 | 0 | 0
24 |  | 32"x14" Rectangular Duct | 40.63 | 10% | 44.693 | LF | 0 | 0 | 0 | 0 | 0
25 |  | 34"x18" Rectangular Duct | 28.89 | 10% | 31.779 | LF | 0 | 0 | 0 | 0 | 0
26 |  | 34" x 20" Rectangular Duct | 12.78 | 10% | 14.058 | LF | 0 | 0 | 0 | 0 | 0
27 |  | 20" x 16" Rectangular Duct | 158.57 | 10% | 174.427 | LF | 0 | 0 | 0 | 0 | 0
28 |  | 20" x 6" Rectangular Duct | 103.91 | 10% | 114.301 | LF | 0 | 0 | 0 | 0 | 0
29 |  | 20" x 8" Rectangular Duct | 11.7 | 10% | 12.87 | LF | 0 | 0 | 0 | 0 | 0
30 |  | 20" x 12" Rectangular Duct | 496.15 | 10% | 545.765 | LF | 0 | 0 | 0 | 0 | 0
31 |  | 20" x 10" Rectangular Duct | 93.22 | 10% | 102.542 | LF | 0 | 0 | 0 | 0 | 0
32 |  | 20" x 18" Rectangular Duct | 69.35 | 10% | 76.285 | LF | 0 | 0 | 0 | 0 | 0
33 |  | 20" x 14" Rectangular Duct | 138.24 | 10% | 152.064 | LF | 0 | 0 | 0 | 0 | 0
34 |  | 22" x 16" Rectangular Duct | 8.13 | 10% | 8.943 | LF | 0 | 0 | 0 | 0 | 0
35 |  | 22" x 14" Rectangular Duct | 8.39 | 10% | 9.229 | LF | 0 | 0 | 0 | 0 | 0
36 |  | 24" x 12" Rectangular Duct | 1770.11 | 10% | 1947.121 | LF | 0 | 0 | 0 | 0 | 0
37 |  | 24" x 10" Rectangular Duct | 133.87 | 10% | 147.257 | LF | 0 | 0 | 0 | 0 | 0
38 |  | 24" x 14" Rectangular Duct | 1123.61 | 10% | 1235.971 | LF | 0 | 0 | 0 | 0 | 0
39 |  | 24" x 16" Rectangular Duct | 1276.95 | 10% | 1404.645 | LF | 0 | 0 | 0 | 0 | 0
PROJECT
PROJECT ID: Hard Rock Hotel
ADDRESS: | [5 empty] | E-mail: estimate@msbestimating.com
[6 empty] | Contact: | (305)-813-0053
SCOPE: Plumbing
2026-05-07
ITEM # | DWG REF./ CSI SEC. | DESCRIPTION | QUANTITY | WASTAGE | QTY W/WASTAGE | UNIT | MAT COST | TOTAL MAT COST | LAB COST | TOTAL LAB COST | TOTAL COST | TRADE COST
40 |  | 24" x 22" Rectangular Duct | 31.02 | 10% | 34.122 | LF | 0 | 0 | 0 | 0 | 0
41 |  | 24" x 20" Rectangular Duct | 376.28 | 10% | 413.908 | LF | 0 | 0 | 0 | 0 | 0
42 |  | 48" x 34" Rectangular Duct | 184.43 | 10% | 202.873 | LF | 0 | 0 | 0 | 0 | 0
43 |  | 48" x 32" Rectangular Duct | 58.4 | 10% | 64.24 | LF | 0 | 0 | 0 | 0 | 0
44 |  | 48" x 30" Rectangular Duct | 106.62 | 10% | 117.282 | LF | 0 | 0 | 0 | 0 | 0
45 |  | 48" x 24" Rectangular Duct | 315.88 | 10% | 347.468 | LF | 0 | 0 | 0 | 0 | 0
46 |  | 48" x 26" Rectangular Duct | 53.82 | 10% | 59.202 | LF | 0 | 0 | 0 | 0 | 0
47 |  | 48" x 22" Rectangular Duct | 103.56 | 10% | 113.916 | LF | 0 | 0 | 0 | 0 | 0
48 |  | 50" x 30" Rectangular Duct | 25.34 | 10% | 27.874 | LF | 0 | 0 | 0 | 0 | 0
49 |  | 52" x 30" Rectangular Duct | 62.95 | 10% | 69.245 | LF | 0 | 0 | 0 | 0 | 0
50 |  | 48" x 36" Rectangular Duct | 73.92 | 10% | 81.312 | LF | 0 | 0 | 0 | 0 | 0
51 |  | 26" x 18" Rectangular Duct | 84.12 | 10% | 92.532 | LF | 0 | 0 | 0 | 0 | 0
52 |  | 26" x 16" Rectangular Duct | 44.96 | 10% | 49.456 | LF | 0 | 0 | 0 | 0 | 0
53 |  | 26" x 12" Rectangular Duct | 11.98 | 10% | 13.178 | LF | 0 | 0 | 0 | 0 | 0
54 |  | 26" x 14" Rectangular Duct | 10.73 | 10% | 11.803 | LF | 0 | 0 | 0 | 0 | 0
55 |  | 26" x 20" Rectangular Duct | 98.01 | 10% | 107.811 | LF | 0 | 0 | 0 | 0 | 0
56 |  | 26" x 10" Rectangular Duct | 13.22 | 10% | 14.542 | LF | 0 | 0 | 0 | 0 | 0
57 |  | 26.5" x 26.5" Rectangular Duct | 72.08 | 10% | 79.288 | LF | 0 | 0 | 0 | 0 | 0
58 |  | 28" x 18" Rectangular Duct | 22.9 | 10% | 25.19 | LF | 0 | 0 | 0 | 0 | 0
59 |  | 28" x 14" Rectangular Duct | 63.47 | 10% | 69.817 | LF | 0 | 0 | 0 | 0 | 0
60 |  | 28" x 16" Rectangular Duct | 11.06 | 10% | 12.166 | LF | 0 | 0 | 0 | 0 | 0
61 |  | 28" x 12" Rectangular Duct | 27.53 | 10% | 30.283 | LF | 0 | 0 | 0 | 0 | 0
62 |  | 36" x 16" Rectangular Duct | 354.95 | 10% | 390.445 | LF | 0 | 0 | 0 | 0 | 0
63 |  | 36" x 14" Rectangular Duct | 166.6 | 10% | 183.26 | LF | 0 | 0 | 0 | 0 | 0
64 |  | 36" x 12" Rectangular Duct | 62.9 | 10% | 69.19 | LF | 0 | 0 | 0 | 0 | 0
65 |  | 36" x 18" Rectangular Duct | 782.46 | 10% | 860.706 | LF | 0 | 0 | 0 | 0 | 0
66 |  | 36" x 20" Rectangular Duct | 1590.47 | 10% | 1749.517 | LF | 0 | 0 | 0 | 0 | 0
67 |  | 36" x 22" Rectangular Duct | 142.76 | 10% | 157.036 | LF | 0 | 0 | 0 | 0 | 0
68 |  | 36" x 24" Rectangular Duct | 658.59 | 10% | 724.449 | LF | 0 | 0 | 0 | 0 | 0
69 |  | 36" x 26" Rectangular Duct | 245.36 | 10% | 269.896 | LF | 0 | 0 | 0 | 0 | 0
70 |  | 36" x 28" Rectangular Duct | 60.24 | 10% | 66.264 | LF | 0 | 0 | 0 | 0 | 0
71 |  | 36" x 30" Rectangular Duct | 568.14 | 10% | 624.954 | LF | 0 | 0 | 0 | 0 | 0
72 |  | 36" x 32" Rectangular Duct | 31.65 | 10% | 34.815 | LF | 0 | 0 | 0 | 0 | 0
73 |  | 38" x 30" Rectangular Duct | 81.18 | 10% | 89.298 | LF | 0 | 0 | 0 | 0 | 0
74 |  | 38" x 20" Rectangular Duct | 36.51 | 10% | 40.161 | LF | 0 | 0 | 0 | 0 | 0
75 |  | 38" x 18" Rectangular Duct | 81.33 | 10% | 89.463 | LF | 0 | 0 | 0 | 0 | 0
76 |  | 38" x 22" Rectangular Duct | 64.91 | 10% | 71.401 | LF | 0 | 0 | 0 | 0 | 0
77 |  | 12" x 6" Rectangular Duct | 280.27 | 10% | 308.297 | LF | 0 | 0 | 0 | 0 | 0
78 |  | 12" x 8" Rectangular Duct | 2310.79 | 10% | 2541.869 | LF | 0 | 0 | 0 | 0 | 0
79 |  | 12" x 10" Rectangular Duct | 2412.26 | 10% | 2653.486 | LF | 0 | 0 | 0 | 0 | 0
80 |  | 12" x 12" Rectangular Duct | 658.78 | 10% | 724.658 | LF | 0 | 0 | 0 | 0 | 0
81 |  | 14" x 8" Rectangular Duct | 115.06 | 10% | 126.566 | LF | 0 | 0 | 0 | 0 | 0
82 |  | 14" x 6" Rectangular Duct | 36 | 10% | 39.6 | LF | 0 | 0 | 0 | 0 | 0
83 |  | 14" x 10" Rectangular Duct | 624.12 | 10% | 686.532 | LF | 0 | 0 | 0 | 0 | 0
PROJECT
PROJECT ID: Hard Rock Hotel
ADDRESS: | [5 empty] | E-mail: estimate@msbestimating.com
[6 empty] | Contact: | (305)-813-0053
SCOPE: Plumbing
2026-05-07
ITEM # | DWG REF./ CSI SEC. | DESCRIPTION | QUANTITY | WASTAGE | QTY W/WASTAGE | UNIT | MAT COST | TOTAL MAT COST | LAB COST | TOTAL LAB COST | TOTAL COST | TRADE COST
84 |  | 14" x 14" Rectangular Duct | 54.29 | 10% | 59.719 | LF | 0 | 0 | 0 | 0 | 0
85 |  | 18" x 8" Rectangular Duct | 25.91 | 10% | 28.501 | LF | 0 | 0 | 0 | 0 | 0
86 |  | 18" x 12" Rectangular Duct | 1528.89 | 10% | 1681.779 | LF | 0 | 0 | 0 | 0 | 0
87 |  | 18" x 10" Rectangular Duct | 668.77 | 10% | 735.647 | LF | 0 | 0 | 0 | 0 | 0
88 |  | 18" x 14" Rectangular Duct | 101.75 | 10% | 111.925 | LF | 0 | 0 | 0 | 0 | 0
89 |  | 18" x 18" Rectangular Duct | 37.01 | 10% | 40.711 | LF | 0 | 0 | 0 | 0 | 0
90 |  | 18" x 16" Rectangular Duct | 99.07 | 10% | 108.977 | LF | 0 | 0 | 0 | 0 | 0
91 |  | 16" x 12" Rectangular Duct | 1054.44 | 10% | 1159.884 | LF | 0 | 0 | 0 | 0 | 0
92 |  | 16" x 10" Rectangular Duct | 635.89 | 10% | 699.479 | LF | 0 | 0 | 0 | 0 | 0
93 |  | 16" x 8" Rectangular Duct | 86.95 | 10% | 95.645 | LF | 0 | 0 | 0 | 0 | 0
94 |  | 16" x 15" Rectangular Duct | 47.22 | 10% | 51.942 | LF | 0 | 0 | 0 | 0 | 0
95 |  | 16" x 16" Rectangular Duct | 56.91 | 10% | 62.601 | LF | 0 | 0 | 0 | 0 | 0
96 |  | 16" x 6" Rectangular Duct | 9.96 | 10% | 10.956 | LF | 0 | 0 | 0 | 0 | 0
97 |  | 16" x 14" Rectangular Duct | 64.39 | 10% | 70.829 | LF | 0 | 0 | 0 | 0 | 0
98 |  | 10" x 10" Rectangular Duct | 560.79 | 10% | 616.869 | LF | 0 | 0 | 0 | 0 | 0
99 |  | 10" x 16" Rectangular Duct | 17.98 | 10% | 19.778 | LF | 0 | 0 | 0 | 0 | 0
100 |  | 10" x 8" Rectangular Duct | 1578.15 | 10% | 1735.965 | LF | 0 | 0 | 0 | 0 | 0
101 |  | 8" x 6" Rectangular Duct | 1392.08 | 10% | 1531.288 | LF | 0 | 0 | 0 | 0 | 0
102 |  | 8" x 8" Rectangular Duct | 964.6 | 10% | 1061.06 | LF | 0 | 0 | 0 | 0 | 0
103 |  | 8" x 4" Rectangular Duct | 613.34 | 10% | 674.674 | LF | 0 | 0 | 0 | 0 | 0
104 |  | 6" x 4" Rectangular Duct | 229.31 | 10% | 252.241 | LF | 0 | 0 | 0 | 0 | 0
105 |  | 4" x 4" Rectangular Duct | 54.07 | 10% | 59.477 | LF | 0 | 0 | 0 | 0 | 0
106 |  | 6" x 6" Rectangular Duct | 1007.39 | 10% | 1108.129 | LF | 0 | 0 | 0 | 0 | 0
107 |  | 10" x 6" Rectangular Duct | 424.99 | 10% | 467.489 | LF | 0 | 0 | 0 | 0 | 0
108 |  | 40" x 26" Rectangular Duct | 73.01 | 10% | 80.311 | LF | 0 | 0 | 0 | 0 | 0
109 |  | 40" x 28" Rectangular Duct | 81.58 | 10% | 89.738 | LF | 0 | 0 | 0 | 0 | 0
110 |  | 40" x 18" Rectangular Duct | 45.33 | 10% | 49.863 | LF | 0 | 0 | 0 | 0 | 0
111 |  | 40" x 20" Rectangular Duct | 23.53 | 10% | 25.883 | LF | 0 | 0 | 0 | 0 | 0
112 |  | 40" x 24" Rectangular Duct | 12.73 | 10% | 14.003 | LF | 0 | 0 | 0 | 0 | 0
113 |  | 40" x 32" Rectangular Duct | 13.31 | 10% | 14.641 | LF | 0 | 0 | 0 | 0 | 0
114 |  | 42" x 26" Rectangular Duct | 19.86 | 10% | 21.846 | LF | 0 | 0 | 0 | 0 | 0
115 |  | 42" x 28" Rectangular Duct | 60.88 | 10% | 66.968 | LF | 0 | 0 | 0 | 0 | 0
116 |  | 42" x 24" Rectangular Duct | 267.57 | 10% | 294.327 | LF | 0 | 0 | 0 | 0 | 0
117 |  | 42" x 20" Rectangular Duct | 21.27 | 10% | 23.397 | LF | 0 | 0 | 0 | 0 | 0
118 |  | 42" x 22" Rectangular Duct | 50.08 | 10% | 55.088 | LF | 0 | 0 | 0 | 0 | 0
119 |  | 42" x 34" Rectangular Duct | 46.13 | 10% | 50.743 | LF | 0 | 0 | 0 | 0 | 0
120 |  | 42" x 32" Rectangular Duct | 18.67 | 10% | 20.537 | LF | 0 | 0 | 0 | 0 | 0
121 |  | 42" x 30" Rectangular Duct | 117.41 | 10% | 129.151 | LF | 0 | 0 | 0 | 0 | 0
122 |  | 42" x 36" Rectangular Duct | 76.41 | 10% | 84.051 | LF | 0 | 0 | 0 | 0 | 0
123 |  | 46" x 30" Rectangular Duct | 20.82 | 10% | 22.902 | LF | 0 | 0 | 0 | 0 | 0
124 |  | 46" x 32" Rectangular Duct | 49.74 | 10% | 54.714 | LF | 0 | 0 | 0 | 0 | 0
125 |  | 46" x 24" Rectangular Duct | 18.88 | 10% | 20.768 | LF | 0 | 0 | 0 | 0 | 0
126 |  | 44" x 30" Rectangular Duct | 102.54 | 10% | 112.794 | LF | 0 | 0 | 0 | 0 | 0
127 |  | 44" x 24" Rectangular Duct | 152.84 | 10% | 168.124 | LF | 0 | 0 | 0 | 0 | 0
PROJECT
PROJECT ID: Hard Rock Hotel
ADDRESS: | [5 empty] | E-mail: estimate@msbestimating.com
[6 empty] | Contact: | (305)-813-0053
SCOPE: Plumbing
2026-05-07
ITEM # | DWG REF./ CSI SEC. | DESCRIPTION | QUANTITY | WASTAGE | QTY W/WASTAGE | UNIT | MAT COST | TOTAL MAT COST | LAB COST | TOTAL LAB COST | TOTAL COST | TRADE COST
128 |  | 44" x 26" Rectangular Duct | 4.65 | 10% | 5.115 | LF | 0 | 0 | 0 | 0 | 0
129 |  | 44" x 20" Rectangular Duct | 11.91 | 10% | 13.101 | LF | 0 | 0 | 0 | 0 | 0
130 |  | 12" Dia Circular Duct | 154.08 | 10% | 169.488 | LF | 0 | 0 | 0 | 0 | 0
Circular Duct (Galvanized Steel)
131 |  | 10" Dia Circular Duct | 103.71 | 10% | 114.081 | LF | 0 | 0 | 0 | 0 | 0
132 |  | 8" Dia Circular Duct | 104.76 | 10% | 115.236 | LF | 0 | 0 | 0 | 0 | 0
133 |  | 4" Dia Circular Duct | 161.71 | 10% | 177.881 | LF | 0 | 0 | 0 | 0 | 0
134 |  | 6" Dia Circular Duct | 79.04 | 10% | 86.944 | LF | 0 | 0 | 0 | 0 | 0
135 |  | 14" Dia Circular Duct | 73.8 | 10% | 81.18 | LF | 0 | 0 | 0 | 0 | 0
136 |  | 16" Dia Circular Duct | 116.52 | 10% | 128.172 | LF | 0 | 0 | 0 | 0 | 0
137 |  | 18" Circular Dia Duct | 393.2 | 10% | 432.52 | LF | 0 | 0 | 0 | 0 | 0
138 |  | 28" Circular Dia Duct | 33.8 | 10% | 37.18 | LF | 0 | 0 | 0 | 0 | 0
139 |  | 24" Circular Dia Duct | 53.14 | 10% | 58.454 | LF | 0 | 0 | 0 | 0 | 0
140 |  | 20" Circular Dia Duct | 40.61 | 10% | 44.671 | LF | 0 | 0 | 0 | 0 | 0
141 |  | 22" Dia Circular Duct | 65.36 | 10% | 71.896 | LF | 0 | 0 | 0 | 0 | 0
Flexible Duct
142 |  | 4" Dia Flexible Duct | 56.34 | 10% | 61.974 | LF | 0 | 0 | 0 | 0 | 0
143 |  | 6" Dia Flexible Duct | 434.16 | 10% | 477.576 | LF | 0 | 0 | 0 | 0 | 0
144 |  | 8" Dia Flexible Duct | 334.88 | 10% | 368.368 | LF | 0 | 0 | 0 | 0 | 0
145 |  | 10" Dia Flexible Duct | 130.34 | 10% | 143.374 | LF | 0 | 0 | 0 | 0 | 0
146 |  | 12" Dia Flexible Duct | 317.58 | 10% | 349.338 | LF | 0 | 0 | 0 | 0 | 0
147 |  | 14" Dia Flexible Duct | 97.84 | 10% | 107.624 | LF | 0 | 0 | 0 | 0 | 0
148 |  | 16" Dia Flexible Duct | 113.51 | 10% | 124.861 | LF | 0 | 0 | 0 | 0 | 0
149 |  | 18" Dia Flexible Duct | 264.89 | 10% | 291.379 | LF | 0 | 0 | 0 | 0 | 0
150 |  | 20" Dia Flexible Duct | 87.22 | 10% | 95.942 | LF | 0 | 0 | 0 | 0 | 0
151 |  | 24" Dia Flexible Duct | 456.6 | 10% | 502.26 | LF | 0 | 0 | 0 | 0 | 0
152 |  | 30" Dia Flexible Duct | 102.91 | 10% | 113.201 | LF | 0 | 0 | 0 | 0 | 0
153 |  | 36" Dia Flexible Duct | 113.94 | 10% | 125.334 | LF | 0 | 0 | 0 | 0 | 0
154 |  | 38" Dia Flexible Duct | 23.32 | 10% | 25.652 | LF | 0 | 0 | 0 | 0 | 0
155 |  | 46" Dia Flexible Duct | 10.03 | 10% | 11.033 | LF | 0 | 0 | 0 | 0 | 0
156 |  | 48" Dia Flexible Duct | 79.83 | 10% | 87.813 | LF | 0 | 0 | 0 | 0 | 0
157 |  | 52" Dia Flexible Duct | 6.99 | 10% | 7.689 | LF | 0 | 0 | 0 | 0 | 0
Insulation
158 |  | 1" Thick Fiber Glass Insulation | 41327 | 10% | 45459.7 | SF | 0 | 0 | 0 | 0 | 0
Diffuser
159 |  | Cd-A 50 Description: Ceiling Diffuser 360 Deg Discharge Air Patter. Aluminum Construction, Surface Mount. Size 24”X24”, Neck As Indicated On 0R Awing's. Finish As Per Interior Designer Drawings. Manufacturer/Model:Metalaire Model CD | 1 | 0% | 1 | EA | 0 | 0 | 0 | 0 | 0
PROJECT
PROJECT ID: Hard Rock Hotel
ADDRESS: | [5 empty] | E-mail: estimate@msbestimating.com
[6 empty] | Contact: | (305)-813-0053
SCOPE: Plumbing
2026-05-07
ITEM # | DWG REF./ CSI SEC. | DESCRIPTION | QUANTITY | WASTAGE | QTY W/WASTAGE | UNIT | MAT COST | TOTAL MAT COST | LAB COST | TOTAL LAB COST | TOTAL COST | TRADE COST
160 |  | Cd-A 75 Description: Ceiling Diffuser 360 Deg Discharge Air Patter. Aluminum Construction, Surface Mount. Size 24”X24”, Neck As Indicated On 0R Awing's. Finish As Per Interior Designer Drawings. Manufacturer/Model:Metalaire Model CD | 5 | 0% | 5 | EA | 0 | 0 | 0 | 0 | 0
161 |  | Cd-A 100 Description: Ceiling Diffuser 360 Deg Discharge Air Patter. Aluminum Construction, Surface Mount. Size 24”X24”, Neck As Indicated On 0R Awing's. Finish As Per Interior Designer Drawings. Manufacturer/Model:Metalaire Model CD | 37 | 0% | 37 | EA | 0 | 0 | 0 | 0 | 0
162 |  | Cd-A 120 Description: Ceiling Diffuser 360 Deg Discharge Air Patter. Aluminum Construction, Surface Mount. Size 24”X24”, Neck As Indicated On 0R Awing's. Finish As Per Interior Designer Drawings. Manufacturer/Model:Metalaire Model CD | 8 | 0% | 8 | EA | 0 | 0 | 0 | 0 | 0
163 |  | Cd-A 125 Description: Ceiling Diffuser 360 Deg Discharge Air Patter. Aluminum Construction, Surface Mount. Size 24”X24”, Neck As Indicated On 0R Awing's. Finish As Per Interior Designer Drawings. Manufacturer/Model:Metalaire Model CD | 3 | 0% | 3 | EA | 0 | 0 | 0 | 0 | 0
164 |  | Cd-A 140 Description: Ceiling Diffuser 360 Deg Discharge Air Patter. Aluminum Construction, Surface Mount. Size 24”X24”, Neck As Indicated On 0R Awing's. Finish As Per Interior Designer Drawings. Manufacturer/Model:Metalaire Model CD | 2 | 0% | 2 | EA | 0 | 0 | 0 | 0 | 0
165 |  | Cd-A 150 Description: Ceiling Diffuser 360 Deg Discharge Air Patter. Aluminum Construction, Surface Mount. Size 24”X24”, Neck As Indicated On 0R Awing's. Finish As Per Interior Designer Drawings. Manufacturer/Model:Metalaire Model CD | 73 | 0% | 73 | EA | 0 | 0 | 0 | 0 | 0
166 |  | Cd-A 175 Description: Ceiling Diffuser 360 Deg Discharge Air Patter. Aluminum Construction, Surface Mount. Size 24”X24”, Neck As Indicated On 0R Awing's. Finish As Per Interior Designer Drawings. Manufacturer/Model:Metalaire Model CD | 2 | 0% | 2 | EA | 0 | 0 | 0 | 0 | 0
PROJECT
PROJECT ID: Hard Rock Hotel
ADDRESS: | [5 empty] | E-mail: estimate@msbestimating.com
[6 empty] | Contact: | (305)-813-0053
SCOPE: Plumbing
2026-05-07
ITEM # | DWG REF./ CSI SEC. | DESCRIPTION | QUANTITY | WASTAGE | QTY W/WASTAGE | UNIT | MAT COST | TOTAL MAT COST | LAB COST | TOTAL LAB COST | TOTAL COST | TRADE COST
167 |  | Cd-A 200 Description: Ceiling Diffuser 360 Deg Discharge Air Patter. Aluminum Construction, Surface Mount. Size 24”X24”, Neck As Indicated On 0R Awing's. Finish As Per Interior Designer Drawings. Manufacturer/Model:Metalaire Model CD | 32 | 0% | 32 | EA | 0 | 0 | 0 | 0 | 0
168 |  | Cd-A 210 Description: Ceiling Diffuser 360 Deg Discharge Air Patter. Aluminum Construction, Surface Mount. Size 24”X24”, Neck As Indicated On 0R Awing's. Finish As Per Interior Designer Drawings. Manufacturer/Model:Metalaire Model CD | 18 | 0% | 18 | EA | 0 | 0 | 0 | 0 | 0
169 |  | Cd-A 225 Description: Ceiling Diffuser 360 Deg Discharge Air Patter. Aluminum Construction, Surface Mount. Size 24”X24”, Neck As Indicated On 0R Awing's. Finish As Per Interior Designer Drawings. Manufacturer/Model:Metalaire Model CD | 6 | 0% | 6 | EA | 0 | 0 | 0 | 0 | 0
170 |  | Cd-A 250 Description: Ceiling Diffuser 360 Deg Discharge Air Patter. Aluminum Construction, Surface Mount. Size 24”X24”, Neck As Indicated On 0R Awing's. Finish As Per Interior Designer Drawings. Manufacturer/Model:Metalaire Model CD | 6 | 0% | 6 | EA | 0 | 0 | 0 | 0 | 0
171 |  | Cd-A 280 Description: Ceiling Diffuser 360 Deg Discharge Air Patter. Aluminum Construction, Surface Mount. Size 24”X24”, Neck As Indicated On 0R Awing's. Finish As Per Interior Designer Drawings. Manufacturer/Model:Metalaire Model CD | 8 | 0% | 8 | EA | 0 | 0 | 0 | 0 | 0
172 |  | Cd-A 300 Description: Ceiling Diffuser 360 Deg Discharge Air Patter. Aluminum Construction, Surface Mount. Size 24”X24”, Neck As Indicated On 0R Awing's. Finish As Per Interior Designer Drawings. Manufacturer/Model:Metalaire Model CD | 20 | 0% | 20 | EA | 0 | 0 | 0 | 0 | 0
173 |  | Cd-A 315 Description: Ceiling Diffuser 360 Deg Discharge Air Patter. Aluminum Construction, Surface Mount. Size 24”X24”, Neck As Indicated On 0R Awing's. Finish As Per Interior Designer Drawings. Manufacturer/Model:Metalaire Model CD | 4 | 0% | 4 | EA | 0 | 0 | 0 | 0 | 0
PROJECT
PROJECT ID: Hard Rock Hotel
ADDRESS: | [5 empty] | E-mail: estimate@msbestimating.com
[6 empty] | Contact: | (305)-813-0053
SCOPE: Plumbing
2026-05-07
ITEM # | DWG REF./ CSI SEC. | DESCRIPTION | QUANTITY | WASTAGE | QTY W/WASTAGE | UNIT | MAT COST | TOTAL MAT COST | LAB COST | TOTAL LAB COST | TOTAL COST | TRADE COST
174 |  | Cd-A 325 Description: Ceiling Diffuser 360 Deg Discharge Air Patter. Aluminum Construction, Surface Mount. Size 24”X24”, Neck As Indicated On 0R Awing's. Finish As Per Interior Designer Drawings. Manufacturer/Model:Metalaire Model CD | 9 | 0% | 9 | EA | 0 | 0 | 0 | 0 | 0
175 |  | Cd-A 350 Description: Ceiling Diffuser 360 Deg Discharge Air Patter. Aluminum Construction, Surface Mount. Size 24”X24”, Neck As Indicated On 0R Awing's. Finish As Per Interior Designer Drawings. Manufacturer/Model:Metalaire Model CD | 5 | 0% | 5 | EA | 0 | 0 | 0 | 0 | 0
176 |  | Cd-A 380 Description: Ceiling Diffuser 360 Deg Discharge Air Patter. Aluminum Construction, Surface Mount. Size 24”X24”, Neck As Indicated On 0R Awing's. Finish As Per Interior Designer Drawings. Manufacturer/Model:Metalaire Model CD | 8 | 0% | 8 | EA | 0 | 0 | 0 | 0 | 0
177 |  | Cd-A 400 Description: Ceiling Diffuser 360 Deg Discharge Air Patter. Aluminum Construction, Surface Mount. Size 24”X24”, Neck As Indicated On 0R Awing's. Finish As Per Interior Designer Drawings. Manufacturer/Model:Metalaire Model CD | 5 | 0% | 5 | EA | 0 | 0 | 0 | 0 | 0
178 |  | Cd-A 500 Description: Ceiling Diffuser 360 Deg Discharge Air Patter. Aluminum Construction, Surface Mount. Size 24”X24”, Neck As Indicated On 0R Awing's. Finish As Per Interior Designer Drawings. Manufacturer/Model:Metalaire Model CD | 2 | 0% | 2 | EA | 0 | 0 | 0 | 0 | 0
179 |  | Cd-A 530 Description: Ceiling Diffuser 360 Deg Discharge Air Patter. Aluminum Construction, Surface Mount. Size 24”X24”, Neck As Indicated On 0R Awing's. Finish As Per Interior Designer Drawings. Manufacturer/Model:Metalaire Model CD | 13 | 0% | 13 | EA | 0 | 0 | 0 | 0 | 0
180 |  | Cd-A 550 Description: Ceiling Diffuser 360 Deg Discharge Air Patter. Aluminum Construction, Surface Mount. Size 24”X24”, Neck As Indicated On 0R Awing's. Finish As Per Interior Designer Drawings. Manufacturer/Model:Metalaire Model CD | 1 | 0% | 1 | EA | 0 | 0 | 0 | 0 | 0
PROJECT
PROJECT ID: Hard Rock Hotel
ADDRESS: | [5 empty] | E-mail: estimate@msbestimating.com
[6 empty] | Contact: | (305)-813-0053
SCOPE: Plumbing
2026-05-07
ITEM # | DWG REF./ CSI SEC. | DESCRIPTION | QUANTITY | WASTAGE | QTY W/WASTAGE | UNIT | MAT COST | TOTAL MAT COST | LAB COST | TOTAL LAB COST | TOTAL COST | TRADE COST
181 |  | Cd-A 600 Description: Ceiling Diffuser 360 Deg Discharge Air Patter. Aluminum Construction, Surface Mount. Size 24”X24”, Neck As Indicated On 0R Awing's. Finish As Per Interior Designer Drawings. Manufacturer/Model:Metalaire Model CD | 2 | 0% | 2 | EA | 0 | 0 | 0 | 0 | 0
182 |  | Cd-A 680 Description: Ceiling Diffuser 360 Deg Discharge Air Patter. Aluminum Construction, Surface Mount. Size 24”X24”, Neck As Indicated On 0R Awing's. Finish As Per Interior Designer Drawings. Manufacturer/Model:Metalaire Model CD | 10 | 0% | 10 | EA | 0 | 0 | 0 | 0 | 0
183 |  | Cd-A 700 Description: Ceiling Diffuser 360 Deg Discharge Air Patter. Aluminum Construction, Surface Mount. Size 24”X24”, Neck As Indicated On 0R Awing's. Finish As Per Interior Designer Drawings. Manufacturer/Model:Metalaire Model CD | 2 | 0% | 2 | EA | 0 | 0 | 0 | 0 | 0
184 |  | Cd-A 750 Description: Ceiling Diffuser 360 Deg Discharge Air Patter. Aluminum Construction, Surface Mount. Size 24”X24”, Neck As Indicated On 0R Awing's. Finish As Per Interior Designer Drawings. Manufacturer/Model:Metalaire Model CD | 10 | 0% | 10 | EA | 0 | 0 | 0 | 0 | 0
185 |  | Cd-C 75 Description: Ceiling Diffuser 360 Deg Discharge Air Patter. Aluminum Construction, Surface Mount. Size 12"X12”, Neck As Indicated On Drawings. Finish As Per Interior Designer Drawings. Manufacturer/Model:Metalaire Model CD | 16 | 0% | 16 | EA | 0 | 0 | 0 | 0 | 0
186 |  | Cd-C 100 Description: Ceiling Diffuser 360 Deg Discharge Air Patter. Aluminum Construction, Surface Mount. Size 12"X12”, Neck As Indicated On Drawings. Finish As Per Interior Designer Drawings. Manufacturer/Model:Metalaire Model CD | 3 | 0% | 3 | EA | 0 | 0 | 0 | 0 | 0
187 |  | Cd-C 120 Cd-C Description: Ceiling Diffuser 360 Deg Discharge Air Patter. Aluminum Construction, Surface Mount. Size 12"X12”, Neck As Indicated On Drawings. Finish As Per Interior Designer Drawings. Manufacturer/Model:Metalaire Model CD | 2 | 0% | 2 | EA | 0 | 0 | 0 | 0 | 0
PROJECT
PROJECT ID: Hard Rock Hotel
ADDRESS: | [5 empty] | E-mail: estimate@msbestimating.com
[6 empty] | Contact: | (305)-813-0053
SCOPE: Plumbing
2026-05-07
ITEM # | DWG REF./ CSI SEC. | DESCRIPTION | QUANTITY | WASTAGE | QTY W/WASTAGE | UNIT | MAT COST | TOTAL MAT COST | LAB COST | TOTAL LAB COST | TOTAL COST | TRADE COST
188 |  | Cd-C 150 Description: Ceiling Diffuser 360 Deg Discharge Air Patter. Aluminum Construction, Surface Mount. Size 12"X12”, Neck As Indicated On Drawings. Finish As Per Interior Designer Drawings. Manufacturer/Model:Metalaire Model CD | 7 | 0% | 7 | EA | 0 | 0 | 0 | 0 | 0
189 |  | Cd-C 200 Cd-C Description: Ceiling Diffuser 360 Deg Discharge Air Patter. Aluminum Construction, Surface Mount. Size 12"X12”, Neck As Indicated On Drawings. Finish As Per Interior Designer Drawings. Manufacturer/Model:Metalaire Model CD | 2 | 0% | 2 | EA | 0 | 0 | 0 | 0 | 0
190 |  | Cd-D 200 Description: Ceiling Diffuser 360 Deg Discharge Air Patter. Aluminum Construction, Surface Mount. Size 24”X24”, Neck As Indicated On Drawings. Finish As Per Interior Designer Drawings. Manufacturer/Model:Metalaire Model CD— Tc—1 | 16 | 0% | 16 | EA | 0 | 0 | 0 | 0 | 0
191 |  | Cd-D 210 Description: Ceiling Diffuser 360 Deg Discharge Air Patter. Aluminum Construction, Surface Mount. Size 24”X24”, Neck As Indicated On Drawings. Finish As Per Interior Designer Drawings. Manufacturer/Model:Metalaire Model CD— Tc—1 | 1 | 0% | 1 | EA | 0 | 0 | 0 | 0 | 0
192 |  | Diffuser: 30" X 24" 3400 Cfm | 1 | 0% | 1 | EA | 0 | 0 | 0 | 0 | 0
193 |  | Diffuser: 36" X 24" 8500 Cfm | 2 | 0% | 2 | EA | 0 | 0 | 0 | 0 | 0
194 |  | Diffuser 1100 Cfm | 2 | 0% | 2 | EA | 0 | 0 | 0 | 0 | 0
195 |  | Diffuser 2200 Cfm | 3 | 0% | 3 | EA | 0 | 0 | 0 | 0 | 0
196 |  | Diffuser 4200 Cfm | 37 | 0% | 37 | EA | 0 | 0 | 0 | 0 | 0
197 |  | Diffuser 4250 Cfm | 3 | 0% | 3 | EA | 0 | 0 | 0 | 0 | 0
198 |  | Ea.: Exhaust Air Grille: 8" X 4" | 1 | 0% | 1 | EA | 0 | 0 | 0 | 0 | 0
199 |  | Eg: Exhaust Air Grille - Cfm: 25 | 1552 | 0% | 1552 | EA | 0 | 0 | 0 | 0 | 0
200 |  | Eg: Exhaust Air Grille - Cfm: 50 | 15 | 0% | 15 | EA | 0 | 0 | 0 | 0 | 0
201 |  | Eg: Exhaust Air Grille - Cfm: 70 | 1 | 0% | 1 | EA | 0 | 0 | 0 | 0 | 0
202 |  | Eg: Exhaust Air Grille - Cfm: 100 | 108 | 0% | 108 | EA | 0 | 0 | 0 | 0 | 0
203 |  | Eg: Exhaust Air Grille - Cfm: 125 | 7 | 0% | 7 | EA | 0 | 0 | 0 | 0 | 0
204 |  | Eg: Exhaust Air Grille - Cfm: 150 | 14 | 0% | 14 | EA | 0 | 0 | 0 | 0 | 0
205 |  | Eg: Exhaust Air Grille - Cfm: 200 | 1 | 0% | 1 | EA | 0 | 0 | 0 | 0 | 0
206 |  | Eg: Exhaust Air Grille - Cfm: 280 | 1 | 0% | 1 | EA | 0 | 0 | 0 | 0 | 0
207 |  | Eg: Exhaust Air Grille - Cfm:150 | 1 | 0% | 1 | EA | 0 | 0 | 0 | 0 | 0
208 |  | Fa: Fresh Air Diffuser 6" X 6" | 1 | 0% | 1 | EA | 0 | 0 | 0 | 0 | 0
209 |  | Ld.: Louver - Cfm: 50 | 3 | 0% | 3 | EA | 0 | 0 | 0 | 0 | 0
210 |  | Ld.: Louver - Cfm: 120 | 2 | 0% | 2 | EA | 0 | 0 | 0 | 0 | 0
211 |  | Ld.: Louver - Cfm: 150 | 3 | 0% | 3 | EA | 0 | 0 | 0 | 0 | 0
212 |  | Ld.: Louver - Cfm: 175 | 2 | 0% | 2 | EA | 0 | 0 | 0 | 0 | 0
213 |  | Ld.: Louver - Cfm: 200 | 11 | 0% | 11 | EA | 0 | 0 | 0 | 0 | 0
214 |  | Ld.: Louver - Cfm: 250 | 9 | 0% | 9 | EA | 0 | 0 | 0 | 0 | 0
PROJECT
PROJECT ID: Hard Rock Hotel
ADDRESS: | [5 empty] | E-mail: estimate@msbestimating.com
[6 empty] | Contact: | (305)-813-0053
SCOPE: Plumbing
2026-05-07
ITEM # | DWG REF./ CSI SEC. | DESCRIPTION | QUANTITY | WASTAGE | QTY W/WASTAGE | UNIT | MAT COST | TOTAL MAT COST | LAB COST | TOTAL LAB COST | TOTAL COST | TRADE COST
215 |  | Ld.: Louver - Cfm: 350 | 2 | 0% | 2 | EA | 0 | 0 | 0 | 0 | 0
216 |  | Ld.: Louver - Cfm: 475 | 4 | 0% | 4 | EA | 0 | 0 | 0 | 0 | 0
217 |  | Ld.- J: Louver - Cfm: 500 | 4 | 0% | 4 | EA | 0 | 0 | 0 | 0 | 0
218 |  | Ld.-A: Louver - Cfm: 50 | 442 | 0% | 442 | EA | 0 | 0 | 0 | 0 | 0
219 |  | Ld.-A: Louver - Cfm: 65 | 39 | 0% | 39 | EA | 0 | 0 | 0 | 0 | 0
220 |  | Ld.-A: Louver - Cfm: 75 | 109 | 0% | 109 | EA | 0 | 0 | 0 | 0 | 0
221 |  | Ld.-A: Louver - Cfm: 80 | 129 | 0% | 129 | EA | 0 | 0 | 0 | 0 | 0
222 |  | Ld.-A: Louver - Cfm: 80 | 1 | 0% | 1 | EA | 0 | 0 | 0 | 0 | 0
223 |  | Ld.-A: Louver - Cfm: 85 | 35 | 0% | 35 | EA | 0 | 0 | 0 | 0 | 0
224 |  | Ld.-A: Louver - Cfm: 130 | 15 | 0% | 15 | EA | 0 | 0 | 0 | 0 | 0
225 |  | Ld.-A: Louver - Cfm: 300 | 20 | 0% | 20 | EA | 0 | 0 | 0 | 0 | 0
226 |  | Ld.-A: Louver - Cfm: 340 | 10 | 0% | 10 | EA | 0 | 0 | 0 | 0 | 0
227 |  | Ld.-A: Louver - Cfm: 360 | 24 | 0% | 24 | EA | 0 | 0 | 0 | 0 | 0
228 |  | Ld.-A: Louver - Cfm: 370 | 36 | 0% | 36 | EA | 0 | 0 | 0 | 0 | 0
229 |  | Ld.-A: Louver - Cfm: 400 | 2 | 0% | 2 | EA | 0 | 0 | 0 | 0 | 0
230 |  | Ld.-A: Louver - Cfm: 420 | 32 | 0% | 32 | EA | 0 | 0 | 0 | 0 | 0
231 |  | Ld.-A: Louver - Cfm: 560 | 24 | 0% | 24 | EA | 0 | 0 | 0 | 0 | 0
232 |  | Ld.-A: Louver - Cfm: 652 | 38 | 0% | 38 | EA | 0 | 0 | 0 | 0 | 0
233 |  | Ld.-A: Louver - Cfm: 670 | 20 | 0% | 20 | EA | 0 | 0 | 0 | 0 | 0
234 |  | Ld.-D: Louver - Cfm: 100 | 1 | 0% | 1 | EA | 0 | 0 | 0 | 0 | 0
235 |  | Ld.-D: Louver - Cfm: 150 | 1 | 0% | 1 | EA | 0 | 0 | 0 | 0 | 0
236 |  | Ld.-D: Louver - Cfm: 175 | 4 | 0% | 4 | EA | 0 | 0 | 0 | 0 | 0
237 |  | Ld.-D: Louver - Cfm: 200 | 51 | 0% | 51 | EA | 0 | 0 | 0 | 0 | 0
238 |  | Ld.-D: Louver - Cfm: 280 | 29 | 0% | 29 | EA | 0 | 0 | 0 | 0 | 0
239 |  | Ld.-D: Louver - Cfm: 300 | 1 | 0% | 1 | EA | 0 | 0 | 0 | 0 | 0
240 |  | Ld.-D: Louver - Cfm: 1100 | 5 | 0% | 5 | EA | 0 | 0 | 0 | 0 | 0
241 |  | Ld.-E: Louver - Cfm: 225 | 6 | 0% | 6 | EA | 0 | 0 | 0 | 0 | 0
242 |  | Ld.-E: Louver - Cfm: 250 | 4 | 0% | 4 | EA | 0 | 0 | 0 | 0 | 0
243 |  | Ld.-E: Louver - Cfm: 280 | 5 | 0% | 5 | EA | 0 | 0 | 0 | 0 | 0
244 |  | Ld.-E: Louver - Cfm: 300 | 6 | 0% | 6 | EA | 0 | 0 | 0 | 0 | 0
245 |  | Ld.-H: Louver - Cfm: 400 | 8 | 0% | 8 | EA | 0 | 0 | 0 | 0 | 0
246 |  | Ld.-H: Louver - Cfm: 500 | 21 | 0% | 21 | EA | 0 | 0 | 0 | 0 | 0
247 |  | Ld.-H: Louver - Cfm: 1100 | 5 | 0% | 5 | EA | 0 | 0 | 0 | 0 | 0
248 |  | Ld.-R: Louver - Cfm: 120 | 2 | 0% | 2 | EA | 0 | 0 | 0 | 0 | 0
249 |  | Ld.-R: Louver - Cfm: 200 | 7 | 0% | 7 | EA | 0 | 0 | 0 | 0 | 0
250 |  | Ld.-R: Louver - Cfm: 250 | 10 | 0% | 10 | EA | 0 | 0 | 0 | 0 | 0
251 |  | Ld.-R: Louver - Cfm: 300 | 6 | 0% | 6 | EA | 0 | 0 | 0 | 0 | 0
252 |  | Ld.-S: Louver - Cfm: 80 | 1 | 0% | 1 | EA | 0 | 0 | 0 | 0 | 0
253 |  | Ler: Louver - Cfm:- 100 | 1 | 0% | 1 | EA | 0 | 0 | 0 | 0 | 0
254 |  | Ler: Louver - Cfm:- 100 | 16 | 0% | 16 | EA | 0 | 0 | 0 | 0 | 0
255 |  | Ler: Louver - Cfm:- 250 | 2 | 0% | 2 | EA | 0 | 0 | 0 | 0 | 0
256 |  | Ler: Louver - Cfm:- 300 | 2 | 0% | 2 | EA | 0 | 0 | 0 | 0 | 0
257 |  | Ler: Louver - Cfm:- 350 | 2 | 0% | 2 | EA | 0 | 0 | 0 | 0 | 0
258 |  | Ler: Louver - Cfm:- 475 | 4 | 0% | 4 | EA | 0 | 0 | 0 | 0 | 0
PROJECT
PROJECT ID: Hard Rock Hotel
ADDRESS: | [5 empty] | E-mail: estimate@msbestimating.com
[6 empty] | Contact: | (305)-813-0053
SCOPE: Plumbing
2026-05-07
ITEM # | DWG REF./ CSI SEC. | DESCRIPTION | QUANTITY | WASTAGE | QTY W/WASTAGE | UNIT | MAT COST | TOTAL MAT COST | LAB COST | TOTAL LAB COST | TOTAL COST | TRADE COST
259 |  | Ler: Louver - Cfm:-A 80 | 1 | 0% | 1 | EA | 0 | 0 | 0 | 0 | 0
260 |  | Ler: Louver - Cfm:-A 100 | 1 | 0% | 1 | EA | 0 | 0 | 0 | 0 | 0
261 |  | Ler: Louver - Cfm:-A 150 | 1 | 0% | 1 | EA | 0 | 0 | 0 | 0 | 0
262 |  | Ler: Louver - Cfm:-A 175 | 4 | 0% | 4 | EA | 0 | 0 | 0 | 0 | 0
263 |  | Ler: Louver - Cfm:-A 200 | 30 | 0% | 30 | EA | 0 | 0 | 0 | 0 | 0
264 |  | Ler: Louver - Cfm:-B 225 | 4 | 0% | 4 | EA | 0 | 0 | 0 | 0 | 0
265 |  | Ler: Louver - Cfm:-B 250 | 2 | 0% | 2 | EA | 0 | 0 | 0 | 0 | 0
266 |  | Ler: Louver - Cfm:-B 270 | 14 | 0% | 14 | EA | 0 | 0 | 0 | 0 | 0
267 |  | Ler: Louver - Cfm:-B 275 | 3 | 0% | 3 | EA | 0 | 0 | 0 | 0 | 0
268 |  | Ler: Louver - Cfm:-B 280 | 13 | 0% | 13 | EA | 0 | 0 | 0 | 0 | 0
269 |  | Ler: Louver - Cfm:-B 300 | 5 | 0% | 5 | EA | 0 | 0 | 0 | 0 | 0
270 |  | Ler: Louver - Cfm:-C 540 | 3 | 0% | 3 | EA | 0 | 0 | 0 | 0 | 0
271 |  | Ler: Louver - Cfm:-E 400 | 1 | 0% | 1 | EA | 0 | 0 | 0 | 0 | 0
272 |  | Ler: Louver - Cfm:-E 500 | 21 | 0% | 21 | EA | 0 | 0 | 0 | 0 | 0
273 |  | Ler: Louver - Cfm:-E 520 | 10 | 0% | 10 | EA | 0 | 0 | 0 | 0 | 0
274 |  | Ler: Louver - Cfm:-E 540 | 3 | 0% | 3 | EA | 0 | 0 | 0 | 0 | 0
275 |  | Ler: Louver - Cfm:-E 750 | 1 | 0% | 1 | EA | 0 | 0 | 0 | 0 | 0
276 |  | Ler: Louver - Cfm:-F 375 | 12 | 0% | 12 | EA | 0 | 0 | 0 | 0 | 0
277 |  | Ler: Louver - Cfm:-F 450 | 8 | 0% | 8 | EA | 0 | 0 | 0 | 0 | 0
278 |  | Rag-A: Return Grille, Cfm:100 | 3 | 0% | 3 | EA | 0 | 0 | 0 | 0 | 0
279 |  | Rag-A: Return Grille, Cfm:200 | 2 | 0% | 2 | EA | 0 | 0 | 0 | 0 | 0
280 |  | Rag-A: Return Grille, Cfm:300 | 31 | 0% | 31 | EA | 0 | 0 | 0 | 0 | 0
281 |  | Rag-A: Return Grille, Cfm:325 | 9 | 0% | 9 | EA | 0 | 0 | 0 | 0 | 0
282 |  | Rag-A: Return Grille, Cfm:350 | 3 | 0% | 3 | EA | 0 | 0 | 0 | 0 | 0
283 |  | Rag-A: Return Grille, Cfm:400 | 5 | 0% | 5 | EA | 0 | 0 | 0 | 0 | 0
284 |  | Rag-A: Return Grille, Cfm:500 | 1 | 0% | 1 | EA | 0 | 0 | 0 | 0 | 0
285 |  | Rag-A: Return Grille, Cfm:600 | 6 | 0% | 6 | EA | 0 | 0 | 0 | 0 | 0
286 |  | Rag-A: Return Grille, Cfm:650 | 3 | 0% | 3 | EA | 0 | 0 | 0 | 0 | 0
287 |  | Rag-A: Return Grille, Cfm:700 | 1 | 0% | 1 | EA | 0 | 0 | 0 | 0 | 0
288 |  | Rag-A: Return Grille, Cfm:1060 | 1 | 0% | 1 | EA | 0 | 0 | 0 | 0 | 0
289 |  | Rag-A: Return Grille, Cfm:1100 | 1 | 0% | 1 | EA | 0 | 0 | 0 | 0 | 0
290 |  | Rag-A: Return Grille, Cfm:1780 | 3 | 0% | 3 | EA | 0 | 0 | 0 | 0 | 0
291 |  | Rag-A: Return Grille, Cfm:1900 | 2 | 0% | 2 | EA | 0 | 0 | 0 | 0 | 0
292 |  | Rag-A: Return Grille, Cfm:2425 | 4 | 0% | 4 | EA | 0 | 0 | 0 | 0 | 0
293 |  | Rag-B: Return Grille, Cfm: 50 | 2 | 0% | 2 | EA | 0 | 0 | 0 | 0 | 0
294 |  | Rag-B: Return Grille, Cfm: 75 | 8 | 0% | 8 | EA | 0 | 0 | 0 | 0 | 0
295 |  | Rag-B: Return Grille, Cfm: 75 | 1 | 0% | 1 | EA | 0 | 0 | 0 | 0 | 0
296 |  | Rag-B: Return Grille, Cfm: 100 | 13 | 0% | 13 | EA | 0 | 0 | 0 | 0 | 0
297 |  | Rag-B: Return Grille, Cfm: 150 | 15 | 0% | 15 | EA | 0 | 0 | 0 | 0 | 0
298 |  | Rag-B: Return Grille, Cfm: 200 | 10 | 0% | 10 | EA | 0 | 0 | 0 | 0 | 0
299 |  | Rag-B: Return Grille, Cfm: 250 | 5 | 0% | 5 | EA | 0 | 0 | 0 | 0 | 0
300 |  | Rag-B: Return Grille, Cfm: 300 | 6 | 0% | 6 | EA | 0 | 0 | 0 | 0 | 0
301 |  | Rag-B: Return Grille, Cfm: 360 | 5 | 0% | 5 | EA | 0 | 0 | 0 | 0 | 0
302 |  | Rag-B: Return Grille, Cfm: 400 | 4 | 0% | 4 | EA | 0 | 0 | 0 | 0 | 0
PROJECT
PROJECT ID: Hard Rock Hotel
ADDRESS: | [5 empty] | E-mail: estimate@msbestimating.com
[6 empty] | Contact: | (305)-813-0053
SCOPE: Plumbing
2026-05-07
ITEM # | DWG REF./ CSI SEC. | DESCRIPTION | QUANTITY | WASTAGE | QTY W/WASTAGE | UNIT | MAT COST | TOTAL MAT COST | LAB COST | TOTAL LAB COST | TOTAL COST | TRADE COST
303 |  | Rag-B: Return Grille, Cfm: 500 | 4 | 0% | 4 | EA | 0 | 0 | 0 | 0 | 0
304 |  | Rag-B: Return Grille, Cfm: 550 | 2 | 0% | 2 | EA | 0 | 0 | 0 | 0 | 0
305 |  | Rag-B: Return Grille, Cfm: 600 | 5 | 0% | 5 | EA | 0 | 0 | 0 | 0 | 0
306 |  | Rag-B: Return Grille, Cfm: 730 | 2 | 0% | 2 | EA | 0 | 0 | 0 | 0 | 0
307 |  | Rag-B: Return Grille, Cfm: 800 | 1 | 0% | 1 | EA | 0 | 0 | 0 | 0 | 0
308 |  | Rag-B: Return Grille, Cfm: 900 | 1 | 0% | 1 | EA | 0 | 0 | 0 | 0 | 0
309 |  | Rag-B: Return Grille, Cfm: 950 | 1 | 0% | 1 | EA | 0 | 0 | 0 | 0 | 0
310 |  | Rag-B: Return Grille, Cfm: 1200 | 1 | 0% | 1 | EA | 0 | 0 | 0 | 0 | 0
311 |  | Rag-B: Return Grille, Cfm: 1400 | 1 | 0% | 1 | EA | 0 | 0 | 0 | 0 | 0
312 |  | Diffuser: 10" X 4" | 8 | 0% | 8 | EA | 0 | 0 | 0 | 0 | 0
313 |  | Diffuser: 10" X 8" | 78 | 0% | 78 | EA | 0 | 0 | 0 | 0 | 0
314 |  | Diffuser: 12" X 8" | 78 | 0% | 78 | EA | 0 | 0 | 0 | 0 | 0
315 |  | Diffuser: 18" X 12" | 1 | 0% | 1 | EA | 0 | 0 | 0 | 0 | 0
316 |  | 24" X 24" Down 3'-0" | 1 | 0% | 1 | EA | 0 | 0 | 0 | 0 | 0
317 |  | 48" X 36" Supply | 1 | 0% | 1 | EA | 0 | 0 | 0 | 0 | 0
318 |  | Emergency Generator Silencer | 3 | 0% | 3 | EA | 0 | 0 | 0 | 0 | 0
319 |  | Iwh-01: Instant Water Heater | 179 | 0% | 179 | EA | 0 | 0 | 0 | 0 | 0
320 |  | Louver 72" X 120" 41600 Cfm | 3 | 0% | 3 | EA | 0 | 0 | 0 | 0 | 0
321 |  | Return 36" X20" | 1 | 0% | 1 | EA | 0 | 0 | 0 | 0 | 0
322 |  | Return 48" X 24" | 3 | 0% | 3 | EA | 0 | 0 | 0 | 0 | 0
323 |  | Return 48" X 34" | 2 | 0% | 2 | EA | 0 | 0 | 0 | 0 | 0
324 |  | Stair Press 30" X 24" | 1 | 0% | 1 | EA | 0 | 0 | 0 | 0 | 0
325 |  | Stair Press 30" X 24" 3400 Cfm | 2 | 0% | 2 | EA | 0 | 0 | 0 | 0 | 0
326 |  | Stair Press 36" X 24" | 1 | 0% | 1 | EA | 0 | 0 | 0 | 0 | 0
327 |  | Stair Press 36" X 30" | 5 | 0% | 5 | EA | 0 | 0 | 0 | 0 | 0
328 |  | Stair Press 36" X30" 3400 Cfm | 3 | 0% | 3 | EA | 0 | 0 | 0 | 0 | 0
329 |  | Stair Press 42" X 30" | 4 | 0% | 4 | EA | 0 | 0 | 0 | 0 | 0
330 |  | Stair Press 48" X 30" | 4 | 0% | 4 | EA | 0 | 0 | 0 | 0 | 0
331 |  | Stair Press 60" X24" | 1 | 0% | 1 | EA | 0 | 0 | 0 | 0 | 0
332 |  | Supply 38" X 24" | 1 | 0% | 1 | EA | 0 | 0 | 0 | 0 | 0
333 |  | Supply 46" X 24" | 1 | 0% | 1 | EA | 0 | 0 | 0 | 0 | 0
334 |  | Supply 48" X 22" | 2 | 0% | 2 | EA | 0 | 0 | 0 | 0 | 0
335 |  | Supply 48" X 32" | 2 | 0% | 2 | EA | 0 | 0 | 0 | 0 | 0
336 |  | 12" X 8" Fresh Air Supply Diffuser: | 10 | 0% | 10 | EA | 0 | 0 | 0 | 0 | 0
337 |  | 16" X 8" Fresh Air Supply Diffuser: | 12 | 0% | 12 | EA | 0 | 0 | 0 | 0 | 0
338 |  | 20" X 6" Fresh Air Supply Diffuser: | 4 | 0% | 4 | EA | 0 | 0 | 0 | 0 | 0
339 |  | Fresh Air Supply Diffuser: 6" X 6" | 6 | 0% | 6 | EA | 0 | 0 | 0 | 0 | 0
340 |  | Fresh Air Supply Diffuser: 6" X4" | 19 | 0% | 19 | EA | 0 | 0 | 0 | 0 | 0
341 |  | Fresh Air Supply Diffuser: 12" X 6" | 2 | 0% | 2 | EA | 0 | 0 | 0 | 0 | 0
342 |  | Fresh Air Supply Diffuser: 14" X 8" | 3 | 0% | 3 | EA | 0 | 0 | 0 | 0 | 0
343 |  | Fresh Air Supply Diffuser: 18" X 6" | 12 | 0% | 12 | EA | 0 | 0 | 0 | 0 | 0
344 |  | Fresh Air Supply Diffuser: 18" X 8" | 3 | 0% | 3 | EA | 0 | 0 | 0 | 0 | 0
345 |  | 6" X 4" Exhaust Air Grille: | 12 | 0% | 12 | EA | 0 | 0 | 0 | 0 | 0
346 |  | 10" X 4" Exhaust Air Grille: | 15 | 0% | 15 | EA | 0 | 0 | 0 | 0 | 0
PROJECT
PROJECT ID: Hard Rock Hotel
ADDRESS: | [5 empty] | E-mail: estimate@msbestimating.com
[6 empty] | Contact: | (305)-813-0053
SCOPE: Plumbing
2026-05-07
ITEM # | DWG REF./ CSI SEC. | DESCRIPTION | QUANTITY | WASTAGE | QTY W/WASTAGE | UNIT | MAT COST | TOTAL MAT COST | LAB COST | TOTAL LAB COST | TOTAL COST | TRADE COST
347 |  | 12" X 6" Exhaust Air Grille: | 22 | 0% | 22 | EA | 0 | 0 | 0 | 0 | 0
348 |  | 12" X 8" Exhaust Air Grille: | 9 | 0% | 9 | EA | 0 | 0 | 0 | 0 | 0
349 |  | 12" X 10" Exhaust Air Grille: | 14 | 0% | 14 | EA | 0 | 0 | 0 | 0 | 0
350 |  | Exhaust Air Grille: 6" X 4" | 31 | 0% | 31 | EA | 0 | 0 | 0 | 0 | 0
351 |  | Exhaust Air Grille: 8" X 4" | 5 | 0% | 5 | EA | 0 | 0 | 0 | 0 | 0
352 |  | Exhaust Air Grille: 10" X 6" | 9 | 0% | 9 | EA | 0 | 0 | 0 | 0 | 0
353 |  | Exhaust Air Grille: 14" X 6" | 13 | 0% | 13 | EA | 0 | 0 | 0 | 0 | 0
354 |  | Exhaust Air Grille: 14" X 8" | 24 | 0% | 24 | EA | 0 | 0 | 0 | 0 | 0
Sensor
355 |  | No2: Nitrogen Dioxide Detector | 93 | 0% | 93 | EA | 0 | 0 | 0 | 0 | 0
356 |  | Co: Carbon Monoxide Detector | 93 | 0% | 93 | EA | 0 | 0 | 0 | 0 | 0
Fan
357 |  | Exhaust Fan - 701 | 1 | 0% | 1 | EA | 0 | 0 | 0 | 0 | 0
358 |  | Exhaust Fan - 03 | 1 | 0% | 1 | EA | 0 | 0 | 0 | 0 | 0
359 |  | Exhaust Fan - 01 | 1 | 0% | 1 | EA | 0 | 0 | 0 | 0 | 0
360 |  | Exhaust Fan - 702 | 1 | 0% | 1 | EA | 0 | 0 | 0 | 0 | 0
361 |  | Exhaust Fan - 01 | 32 | 0% | 32 | EA | 0 | 0 | 0 | 0 | 0
362 |  | Exhaust Fan - 02 | 11 | 0% | 11 | EA | 0 | 0 | 0 | 0 | 0
363 |  | Exhaust Fan - 03 | 4 | 0% | 4 | EA | 0 | 0 | 0 | 0 | 0
364 |  | KS—03 Cfm:8000 Manufacturer: Greenheck Model's | 1 | 0% | 1 | EA | 0 | 0 | 0 | 0 | 0
365 |  | KS—04 Cfm:5500 Manufacturer: Greenheck Model's | 1 | 0% | 1 | EA | 0 | 0 | 0 | 0 | 0
366 |  | KS—06 Cfm:7000 Manufacturer: Greenheck Model's | 1 | 0% | 1 | EA | 0 | 0 | 0 | 0 | 0
367 |  | KS—07 Cfm:10000 Manufacturer: Greenheck Model's | 1 | 0% | 1 | EA | 0 | 0 | 0 | 0 | 0
368 |  | KS—08 Cfm:10500 Manufacturer: Greenheck Model's | 1 | 0% | 1 | EA | 0 | 0 | 0 | 0 | 0
369 |  | KS—09 Cfm:4000 Manufacturer: Greenheck Model's | 1 | 0% | 1 | EA | 0 | 0 | 0 | 0 | 0
PROJECT
PROJECT ID: Hard Rock Hotel
ADDRESS: | [5 empty] | E-mail: estimate@msbestimating.com
[6 empty] | Contact: | (305)-813-0053
SCOPE: Plumbing
2026-05-07
ITEM # | DWG REF./ CSI SEC. | DESCRIPTION | QUANTITY | WASTAGE | QTY W/WASTAGE | UNIT | MAT COST | TOTAL MAT COST | LAB COST | TOTAL LAB COST | TOTAL COST | TRADE COST
370 |  | B-Ef-101: Exhaust Fan Airflow: 1,000 Cfm Spa: 2.0 Ing Rpm: 2175 Drive: Direct Motor: 15 Hp Power: 120V / 1 Phase / 60 Hz Manufacturer: Greenheck Model: 130Hp | 1 | 0% | 1 | EA | 0 | 0 | 0 | 0 | 0
371 |  | B-Ef-104: Exhaust Fan Airflow: 1,300 Cfm Spa: 2.0 Ing Rpm: 1900 Type: Centrifugal Inline Drive: Direct Power: 120V / 1 Phase / 60 Hz Model: Greenheck | 1 | 0% | 1 | EA | 0 | 0 | 0 | 0 | 0
Air Handling Unit
372 |  | Ahu-11 50 Tons 80 Gym | 1 | 0% | 1 | EA | 0 | 0 | 0 | 0 | 0
373 |  | Ahu: Air Handling Unit - 101 Model: 39M Mfg.: Carrier V/Ph/Hz: 480/3/60 Size: 14W Air Flow: 6500 | 1 | 0% | 1 | EA | 0 | 0 | 0 | 0 | 0
374 |  | Ahu —102 Cfm:19400 Manufacturer: Carrier Model:I4 Motor480/3/60 | 1 | 0% | 1 | EA | 0 | 0 | 0 | 0 | 0
375 |  | Ahu —103 Cfm:19500 Manufacturer: Carrier Model:I4 Motor480/3/60 | 1 | 0% | 1 | EA | 0 | 0 | 0 | 0 | 0
376 |  | Ahu—104 Cfm:22000 Manufacturer: Carrier Model:I4 Motor480/3/60 | 1 | 0% | 1 | EA | 0 | 0 | 0 | 0 | 0
377 |  | Ahu —105 Cfm:12850 Manufacturer: Carrier Model:I4 Motor480/3/60 | 1 | 0% | 1 | EA | 0 | 0 | 0 | 0 | 0
PROJECT
PROJECT ID: Hard Rock Hotel
ADDRESS: | [5 empty] | E-mail: estimate@msbestimating.com
[6 empty] | Contact: | (305)-813-0053
SCOPE: Plumbing
2026-05-07
ITEM # | DWG REF./ CSI SEC. | DESCRIPTION | QUANTITY | WASTAGE | QTY W/WASTAGE | UNIT | MAT COST | TOTAL MAT COST | LAB COST | TOTAL LAB COST | TOTAL COST | TRADE COST
378 |  | Ahu —106 Cfm:11600 Manufacturer: Carrier Model:I4 Motor480/3/60 | 1 | 0% | 1 | EA | 0 | 0 | 0 | 0 | 0
379 |  | Ahu —107 Cfm:6600 Manufacturer: Carrier Model:I4 Motor480/3/60 | 1 | 0% | 1 | EA | 0 | 0 | 0 | 0 | 0
380 |  | Ahu —108 Cfm:9200 Manufacturer: Carrier Model:I4 Motor480/3/60 | 1 | 0% | 1 | EA | 0 | 0 | 0 | 0 | 0
381 |  | Ahu —109 Cfm:6500 Manufacturer: Carrier Model:I4 Motor480/3/60 | 1 | 0% | 1 | EA | 0 | 0 | 0 | 0 | 0
382 |  | Ahu —110 Cfm:11000 Manufacturer: Carrier Model:I4 Motor480/3/60 | 1 | 0% | 1 | EA | 0 | 0 | 0 | 0 | 0
383 |  | Ahu —201 Cfm:10600 Manufacturer: Carrier Model:I4 Motor480/3/60 | 1 | 0% | 1 | EA | 0 | 0 | 0 | 0 | 0
384 |  | Ahu—202 Cfm:4750 Manufacturer: Carrier Model:I4 Motor480/3/60 | 1 | 0% | 1 | EA | 0 | 0 | 0 | 0 | 0
385 |  | Ahu —203 Cfm:2000 Manufacturer: Carrier Model:I4 Motor480/3/60 | 1 | 0% | 1 | EA | 0 | 0 | 0 | 0 | 0
386 |  | Ahu—204 Cfm:19400 Manufacturer: Carrier Model:I4 Motor480/3/60 | 1 | 0% | 1 | EA | 0 | 0 | 0 | 0 | 0
PROJECT
PROJECT ID: Hard Rock Hotel
ADDRESS: | [5 empty] | E-mail: estimate@msbestimating.com
[6 empty] | Contact: | (305)-813-0053
SCOPE: Plumbing
2026-05-07
ITEM # | DWG REF./ CSI SEC. | DESCRIPTION | QUANTITY | WASTAGE | QTY W/WASTAGE | UNIT | MAT COST | TOTAL MAT COST | LAB COST | TOTAL LAB COST | TOTAL COST | TRADE COST
387 |  | Ahu—205 Cfm:3750 Manufacturer: Carrier Model:I4 Motor480/3/60 | 1 | 0% | 1 | EA | 0 | 0 | 0 | 0 | 0
388 |  | Ahu—206 Cfm:12000 Manufacturer: Carrier Model:I4 Motor480/3/60 | 1 | 0% | 1 | EA | 0 | 0 | 0 | 0 | 0
389 |  | Ahu—207 Cfm:6400 Manufacturer: Carrier Model:I4 Motor480/3/60 | 1 | 0% | 1 | EA | 0 | 0 | 0 | 0 | 0
390 |  | Ahu—208 Cfm:19. 400 Manufacturer: Carrier Model:I4 Motor480/3/60 | 1 | 0% | 1 | EA | 0 | 0 | 0 | 0 | 0
391 |  | Ahu—209 Cfm:19400 Manufacturer: Carrier Model:I4 Motor480/3/60 | 1 | 0% | 1 | EA | 0 | 0 | 0 | 0 | 0
392 |  | Ahu —210 Cfm:4500 Manufacturer: Carrier Model:I4 Motor480/3/60 | 1 | 0% | 1 | EA | 0 | 0 | 0 | 0 | 0
393 |  | Ahu —501 Cfm:4000 Manufacturer: Carrier Model:I4 Motor480/3/60 | 1 | 0% | 1 | EA | 0 | 0 | 0 | 0 | 0
394 |  | Ahu—502 Cfm:3000 Manufacturer: Carrier Model:I4 Motor480/3/60 | 1 | 0% | 1 | EA | 0 | 0 | 0 | 0 | 0
395 |  | Ahu —701 Cfm:5500 Manufacturer: Carrier Model:I4 Motor480/3/60 | 1 | 0% | 1 | EA | 0 | 0 | 0 | 0 | 0
PROJECT
PROJECT ID: Hard Rock Hotel
ADDRESS: | [5 empty] | E-mail: estimate@msbestimating.com
[6 empty] | Contact: | (305)-813-0053
SCOPE: Plumbing
2026-05-07
ITEM # | DWG REF./ CSI SEC. | DESCRIPTION | QUANTITY | WASTAGE | QTY W/WASTAGE | UNIT | MAT COST | TOTAL MAT COST | LAB COST | TOTAL LAB COST | TOTAL COST | TRADE COST
396 |  | Ahu—702 Cfm:7000 Manufacturer: Carrier Model:I4 Motor480/3/60 | 1 | 0% | 1 | EA | 0 | 0 | 0 | 0 | 0
397 |  | Ahu—703 Cfm:3500 Manufacturer: Carrier Model:I4 Motor480/3/60 | 1 | 0% | 1 | EA | 0 | 0 | 0 | 0 | 0
398 |  | Ahu—704 Cfm:4000 Manufacturer: Carrier Model:I4 Motor480/3/60 | 1 | 0% | 1 | EA | 0 | 0 | 0 | 0 | 0
399 |  | Ahu—705 Cfm:9000 Manufacturer: Carrier Model:I4 Motor480/3/60 | 1 | 0% | 1 | EA | 0 | 0 | 0 | 0 | 0
400 |  | Ahu—706 Cfm:7000 Manufacturer: Carrier Model:I4 Motor480/3/60 | 1 | 0% | 1 | EA | 0 | 0 | 0 | 0 | 0
401 |  | Oa-101 30,000 320 Gym Cfm:25000 Manufacturer: Carrier Model:I4 Motor480/3/60 | 1 | 0% | 1 | EA | 0 | 0 | 0 | 0 | 0
402 |  | Oa-102 30,000 320 Gym Cfm:25000 Manufacturer: Carrier Model:I4 Motor480/3/60 | 1 | 0% | 1 | EA | 0 | 0 | 0 | 0 | 0
403 |  | Oa-103 30,000 Cfm 320 Gym Cfm:25000 Manufacturer: Carrier Model:I4 Motor480/3/60 | 1 | 0% | 1 | EA | 0 | 0 | 0 | 0 | 0
404 |  | 12" X 8" Oa Cfm:25000 Manufacturer: Carrier Model:I4 Motor480/3/60 | 3 | 0% | 3 | EA | 0 | 0 | 0 | 0 | 0
PROJECT
PROJECT ID: Hard Rock Hotel
ADDRESS: | [5 empty] | E-mail: estimate@msbestimating.com
[6 empty] | Contact: | (305)-813-0053
SCOPE: Plumbing
2026-05-07
ITEM # | DWG REF./ CSI SEC. | DESCRIPTION | QUANTITY | WASTAGE | QTY W/WASTAGE | UNIT | MAT COST | TOTAL MAT COST | LAB COST | TOTAL LAB COST | TOTAL COST | TRADE COST
405 |  | 12" X 8" Oa Cfm:25000 Manufacturer: Carrier Model:I4 Motor480/3/60 | 9 | 0% | 9 | EA | 0 | 0 | 0 | 0 | 0
406 |  | 14" X 6" Oa Cfm:25000 Manufacturer: Carrier Model:I4 Motor480/3/60 | 13 | 0% | 13 | EA | 0 | 0 | 0 | 0 | 0
407 |  | 14" X10" Oa Cfm:25000 Manufacturer: Carrier Model:I4 Motor480/3/60 | 14 | 0% | 14 | EA | 0 | 0 | 0 | 0 | 0
408 |  | Oa 10" X 6" Cfm:25000 Manufacturer: Carrier Model:I4 Motor480/3/60 | 12 | 0% | 12 | EA | 0 | 0 | 0 | 0 | 0
409 |  | Oa 12" X 6" Cfm:25000 Manufacturer: Carrier Model:I4 Motor480/3/60 | 8 | 0% | 8 | EA | 0 | 0 | 0 | 0 | 0
410 |  | Oa 16" X 8" Cfm:25000 Manufacturer: Carrier Model:I4 Motor480/3/60 | 1 | 0% | 1 | EA | 0 | 0 | 0 | 0 | 0
411 |  | Oa 16" X 8" Cfm:25000 Manufacturer: Carrier Model:I4 Motor480/3/60 | 14 | 0% | 14 | EA | 0 | 0 | 0 | 0 | 0
Variable Air Volume
412 |  | Vav—XX Inlet Size:20 X 16 Outlet Size:30 X 20 Airflow Rate (Cfm)3800 Inlet Velocity Cfm (Fpm):1750 Manufacturer:Metalaire Model:G3 | 30 | 0% | 30 | EA | 0 | 0 | 0 | 0 | 0
PROJECT
PROJECT ID: Hard Rock Hotel
ADDRESS: | [5 empty] | E-mail: estimate@msbestimating.com
[6 empty] | Contact: | (305)-813-0053
SCOPE: Plumbing
2026-05-07
ITEM # | DWG REF./ CSI SEC. | DESCRIPTION | QUANTITY | WASTAGE | QTY W/WASTAGE | UNIT | MAT COST | TOTAL MAT COST | LAB COST | TOTAL LAB COST | TOTAL COST | TRADE COST
413 |  | "Vav—170 Inlet Size:8 Outlet Size:12 X 10 Airflow Rate (Cfm)300 Inlet Velocity Cfm (Fpm):2050 Manufacturer:Metalaire Model:G3" | 1 | 0% | 1 |  | 0 | 0 | 0 | 0 | 0
414 |  | "Vav—201 Inlet Size:20 X 16 Outlet Size:30 X 20 Airflow Rate (Cfm)3800 Inlet Velocity Cfm (Fpm):1750 Manufacturer:Metalaire Model:G3" | 1 | 0% | 1 | EA | 0 | 0 | 0 | 0 | 0
415 |  | "Vav—202 Inlet Size:16 Outlet Size:24 X 18 Airflow Rate (Cfm)3480 Inlet Velocity Cfm (Fpm):2500 Manufacturer:Metalaire Model:G3" | 1 | 0% | 1 | EA | 0 | 0 | 0 | 0 | 0
416 |  | "Vav—203 Inlet Size:20 X 16 Outlet Size:30 X 20 Airflow Rate (Cfm)3800 Inlet Velocity Cfm (Fpm):1750 Manufacturer:Metalaire Model:G3" | 1 | 0% | 1 | EA | 0 | 0 | 0 | 0 | 0
417 |  | "Vav—204 Inlet Size:10 Outlet Size:14 X 12 Airflow Rate (Cfm)1080 Inlet Velocity Cfm (Fpm):1980 Manufacturer:Metalaire Model:G3" | 1 | 0% | 1 | EA | 0 | 0 | 0 | 0 | 0
418 |  | "Vav—205 Inlet Size:20 X 16 Outlet Size:30 X 20 Airflow Rate (Cfm)3800 Inlet Velocity Cfm (Fpm):1750 Manufacturer:Metalaire Model:G3" | 2 | 0% | 2 | EA | 0 | 0 | 0 | 0 | 0
PROJECT
PROJECT ID: Hard Rock Hotel
ADDRESS: | [5 empty] | E-mail: estimate@msbestimating.com
[6 empty] | Contact: | (305)-813-0053
SCOPE: Plumbing
2026-05-07
ITEM # | DWG REF./ CSI SEC. | DESCRIPTION | QUANTITY | WASTAGE | QTY W/WASTAGE | UNIT | MAT COST | TOTAL MAT COST | LAB COST | TOTAL LAB COST | TOTAL COST | TRADE COST
419 |  | "Vav—206 Inlet Size:6 Outlet Size:12 X 8 Airflow Rate (Cfm)300 Inlet Velocity Cfm (Fpm):1600 Manufacturer:Metalaire Model:G3" | 1 | 0% | 1 | EA | 0 | 0 | 0 | 0 | 0
420 |  | "Vav—207 Inlet Size:10 Outlet Size:14 X 12 Airflow Rate (Cfm)1080 Inlet Velocity Cfm (Fpm):1980 Manufacturer:Metalaire Model:G3" | 1 | 0% | 1 | EA | 0 | 0 | 0 | 0 | 0
421 |  | Vav-208"Vav—208 Inlet Size:4 Outlet Size:12 X 8 Airflow Rate (Cfm)100 Inlet Velocity Cfm (Fpm):1150 Manufacturer:Metalaire Model:G3" | 2 | 0% | 2 | EA | 0 | 0 | 0 | 0 | 0
422 |  | Vav-209"Vav—210 Inlet Size:4 Outlet Size:1 2 X 8 Airflow Rate (Cfm)100 Inlet Velocity Cfm (Fpm):1150 Manufacturer:Metalaire Model:G3" | 1 | 0% | 1 | EA | 0 | 0 | 0 | 0 | 0
423 |  | "Vav—210 Inlet Size:4 Outlet Size:1 2 X 8 Airflow Rate (Cfm)100 Inlet Velocity Cfm (Fpm):1150 Manufacturer:Metalaire Model:G3" | 1 | 0% | 1 | EA | 0 | 0 | 0 | 0 | 0
424 |  | "Vav—211 Inlet Size:8 Outlet Size:12 X 10 Airflow Rate (Cfm)800 Inlet Velocity Cfm (Fpm):2300 Manufacturer:Metalaire Model:G3" | 1 | 0% | 1 | EA | 0 | 0 | 0 | 0 | 0
PROJECT
PROJECT ID: Hard Rock Hotel
ADDRESS: | [5 empty] | E-mail: estimate@msbestimating.com
[6 empty] | Contact: | (305)-813-0053
SCOPE: Plumbing
2026-05-07
ITEM # | DWG REF./ CSI SEC. | DESCRIPTION | QUANTITY | WASTAGE | QTY W/WASTAGE | UNIT | MAT COST | TOTAL MAT COST | LAB COST | TOTAL LAB COST | TOTAL COST | TRADE COST
425 |  | "Vav—211 Inlet Size:8 Outlet Size:12 X 10 Airflow Rate (Cfm)800 Inlet Velocity Cfm (Fpm):2300 Manufacturer:Metalaire Model:G3" | 1 | 0% | 1 | EA | 0 | 0 | 0 | 0 | 0
426 |  | "Vav—212 Inlet Size:4 Outlet Size:12 X 8 Airflow Rate (Cfm)100 Inlet Velocity Cfm (Fpm):1150 Manufacturer:Metalaire Model:G3" | 1 | 0% | 1 | EA | 0 | 0 | 0 | 0 | 0
427 |  | "Vav—212 Inlet Size:4 Outlet Size:12 X 8 Airflow Rate (Cfm)100 Inlet Velocity Cfm (Fpm):1150 Manufacturer:Metalaire Model:G3" | 1 | 0% | 1 | EA | 0 | 0 | 0 | 0 | 0
428 |  | "Vav—213 Inlet Size:4 Outlet Size:12 X 8 Airflow Rate (Cfm)100 Inlet Velocity Cfm (Fpm):1150 Manufacturer:Metalaire Model:G3" | 1 | 0% | 1 | EA | 0 | 0 | 0 | 0 | 0
429 |  | "Vav—214 Inlet Size:4 Outlet Size:12 X 8 Airflow Rate (Cfm)100 Inlet Velocity Cfm (Fpm):1150 Manufacturer:Metalaire Model:G3" | 1 | 0% | 1 | EA | 0 | 0 | 0 | 0 | 0
430 |  | "Vav—215 Inlet Size:14 Outlet Size:20 X 18 Airflow Rate (Cfm)1920 Inlet Velocity Cfm (Fpm):1800 Manufacturer:Metalaire Model:G3" | 1 | 0% | 1 | EA | 0 | 0 | 0 | 0 | 0
PROJECT
PROJECT ID: Hard Rock Hotel
ADDRESS: | [5 empty] | E-mail: estimate@msbestimating.com
[6 empty] | Contact: | (305)-813-0053
SCOPE: Plumbing
2026-05-07
ITEM # | DWG REF./ CSI SEC. | DESCRIPTION | QUANTITY | WASTAGE | QTY W/WASTAGE | UNIT | MAT COST | TOTAL MAT COST | LAB COST | TOTAL LAB COST | TOTAL COST | TRADE COST
431 |  | "Vav—216 Inlet Size:8 Outlet Size:12 X 10 Airflow Rate (Cfm)800 Inlet Velocity Cfm (Fpm):2300 Manufacturer:Metalaire Model:G3" | 1 | 0% | 1 | EA | 0 | 0 | 0 | 0 | 0
432 |  | "Vav—218 Inlet Size:10 Outlet Size:14 X 12 Airflow Rate (Cfm)1120 Inlet Velocity Cfm (Fpm):2050 Manufacturer:Metalaire Model:G3" | 1 | 0% | 1 | EA | 0 | 0 | 0 | 0 | 0
433 |  | "Vav—219 Inlet Size:6 Outlet Size:12 X 8 Airflow Rate (Cfm)300 Inlet Velocity Cfm (Fpm):1600 Manufacturer:Metalaire Model:G3" | 1 | 0% | 1 | EA | 0 | 0 | 0 | 0 | 0
434 |  | "Vav—220 Inlet Size:20 X 16 Outlet Size:30 X 20 Airflow Rate (Cfm)4550 Inlet Velocity Cfm (Fpm):2375 Manufacturer:Metalaire Model:G3" | 1 | 0% | 1 | EA | 0 | 0 | 0 | 0 | 0
435 |  | "Vav—221 Inlet Size:6 Outlet Size:12 X 8 Airflow Rate (Cfm)300 Inlet Velocity Cfm (Fpm):1600 Manufacturer:Metalaire Model:G3" | 1 | 0% | 1 | EA | 0 | 0 | 0 | 0 | 0
436 |  | "Vav—221 Inlet Size:6 Outlet Size:12 X 8 Airflow Rate (Cfm)300 Inlet Velocity Cfm (Fpm):1600 Manufacturer:Metalaire Model:G3" | 1 | 0% | 1 | EA | 0 | 0 | 0 | 0 | 0
PROJECT
PROJECT ID: Hard Rock Hotel
ADDRESS: | [5 empty] | E-mail: estimate@msbestimating.com
[6 empty] | Contact: | (305)-813-0053
SCOPE: Plumbing
2026-05-07
ITEM # | DWG REF./ CSI SEC. | DESCRIPTION | QUANTITY | WASTAGE | QTY W/WASTAGE | UNIT | MAT COST | TOTAL MAT COST | LAB COST | TOTAL LAB COST | TOTAL COST | TRADE COST
437 |  | "Vav—223 Inlet Size:14 Outlet Size:20 X 18 Airflow Rate (Cfm)1920 Inlet Velocity Cfm (Fpm):1800 Manufacturer:Metalaire Model:G3" | 1 | 0% | 1 | EA | 0 | 0 | 0 | 0 | 0
438 |  | "Vav—224 Inlet Size:16 Outlet Size:24 X 18 Airflow Rate (Cfm)3320 Inlet Velocity Cfm (Fpm):1550 Manufacturer:Metalaire Model:G3" | 1 | 0% | 1 | EA | 0 | 0 | 0 | 0 | 0
439 |  | "Vav—225 Inlet Size:8 Outlet Size:12 X 10 Airflow Rate (Cfm)700 Inlet Velocity Cfm (Fpm):2000 Manufacturer:Metalaire Model:G3" | 1 | 0% | 1 | EA | 0 | 0 | 0 | 0 | 0
440 |  | "Vav—225 Inlet Size:8 Outlet Size:12 X 10 Airflow Rate (Cfm)700 Inlet Velocity Cfm (Fpm):2000 Manufacturer:Metalaire Model:G3" | 1 | 0% | 1 | EA | 0 | 0 | 0 | 0 | 0
441 |  | "Vav—226 Inlet Size:6 Outlet Size:12 X 8 Airflow Rate (Cfm)400 Inlet Velocity Cfm (Fpm):2050 Manufacturer:Metalaire Model:G3" | 1 | 0% | 1 | EA | 0 | 0 | 0 | 0 | 0
442 |  | "Vav—227 Inlet Size:12 Outlet Size:16 X 16 Airflow Rate (Cfm)1500 Inlet Velocity Cfm (Fpm):1900 Manufacturer:Metalaire Model:G3" | 1 | 0% | 1 | EA | 0 | 0 | 0 | 0 | 0
PROJECT
PROJECT ID: Hard Rock Hotel
ADDRESS: | [5 empty] | E-mail: estimate@msbestimating.com
[6 empty] | Contact: | (305)-813-0053
SCOPE: Plumbing
2026-05-07
ITEM # | DWG REF./ CSI SEC. | DESCRIPTION | QUANTITY | WASTAGE | QTY W/WASTAGE | UNIT | MAT COST | TOTAL MAT COST | LAB COST | TOTAL LAB COST | TOTAL COST | TRADE COST
443 |  | "Vav—228 Inlet Size:6 Outlet Size:12 X 8 Airflow Rate (Cfm)400 Inlet Velocity Cfm (Fpm):2050 Manufacturer:Metalaire Model:G3" | 1 | 0% | 1 | EA | 0 | 0 | 0 | 0 | 0
444 |  | "Vav—229 Inlet Size:6 Outlet Size:12 X 8 Airflow Rate (Cfm)400 Inlet Velocity Cfm (Fpm):2050 Manufacturer:Metalaire Model:G3" | 1 | 0% | 1 | EA | 0 | 0 | 0 | 0 | 0
445 |  | "Vav—230 Inlet Size:8 Outlet Size:12 X 10 Airflow Rate (Cfm)800 Inlet Velocity Cfm (Fpm):2300 Manufacturer:Metalaire Model:G3" | 1 | 0% | 1 | EA | 0 | 0 | 0 | 0 | 0
446 |  | "Vav—231 Inlet Size:10 Outlet Size:14 X 12 Airflow Rate (Cfm)400 Inlet Velocity Cfm (Fpm):1970 Manufacturer:Metalaire Model:G3" | 1 | 0% | 1 | EA | 0 | 0 | 0 | 0 | 0
447 |  | "Vav—232 Inlet Size:12 Outlet Size:16 X 16 Airflow Rate (Cfm)1500 Inlet Velocity Cfm (Fpm):1900 Manufacturer:Metalaire Model:G3" | 1 | 0% | 1 | EA | 0 | 0 | 0 | 0 | 0
448 |  | "Vav—233 Inlet Size:12 Outlet Size:16 X 16 Airflow Rate (Cfm)1500 Inlet Velocity Cfm (Fpm):1900 Manufacturer:Metalaire Model:G3" | 1 | 0% | 1 | EA | 0 | 0 | 0 | 0 | 0
PROJECT
PROJECT ID: Hard Rock Hotel
ADDRESS: | [5 empty] | E-mail: estimate@msbestimating.com
[6 empty] | Contact: | (305)-813-0053
SCOPE: Plumbing
2026-05-07
ITEM # | DWG REF./ CSI SEC. | DESCRIPTION | QUANTITY | WASTAGE | QTY W/WASTAGE | UNIT | MAT COST | TOTAL MAT COST | LAB COST | TOTAL LAB COST | TOTAL COST | TRADE COST
449 |  | "Vav—234 Inlet Size:6 Outlet Size:12 X 8 Airflow Rate (Cfm)400 Inlet Velocity Cfm (Fpm):2050 Manufacturer:Metalaire Model:G3" | 1 | 0% | 1 | EA | 0 | 0 | 0 | 0 | 0
450 |  | "Vav—235 Inlet Size:10 Outlet Size:14 X 12 Airflow Rate (Cfm)400 Inlet Velocity Cfm (Fpm):1970 Manufacturer:Metalaire Model:G3" | 1 | 0% | 1 | EA | 0 | 0 | 0 | 0 | 0
451 |  | "Vav—236 Inlet Size:12 Outlet Size:16 X 16 Airflow Rate (Cfm)1500 Inlet Velocity Cfm (Fpm):1900 Manufacturer:Metalaire Model:G3" | 1 | 0% | 1 | EA | 0 | 0 | 0 | 0 | 0
452 |  | "Vav—237 Inlet Size:4 Outlet Size:12 X 8 Airflow Rate (Cfm)175 Inlet Velocity Cfm (Fpm):2150 Manufacturer:Metalaire Model:G3" | 1 | 0% | 1 | EA | 0 | 0 | 0 | 0 | 0
453 |  | "Vav—238 Inlet Size:4 Outlet Size:12 X 8 Airflow Rate (Cfm)175 Inlet Velocity Cfm (Fpm):2150 Manufacturer:Metalaire Model:G3" | 1 | 0% | 1 | EA | 0 | 0 | 0 | 0 | 0
454 |  | Vav—239 Inlet Size:8 Outlet Size:12 X 10 Airflow Rate (Cfm)800 Inlet Velocity Cfm (Fpm):2300 Manufacturer:Metalaire Model:G3 | 1 | 0% | 1 | EA | 0 | 0 | 0 | 0 | 0
PROJECT
PROJECT ID: Hard Rock Hotel
ADDRESS: | [5 empty] | E-mail: estimate@msbestimating.com
[6 empty] | Contact: | (305)-813-0053
SCOPE: Plumbing
2026-05-07
ITEM # | DWG REF./ CSI SEC. | DESCRIPTION | QUANTITY | WASTAGE | QTY W/WASTAGE | UNIT | MAT COST | TOTAL MAT COST | LAB COST | TOTAL LAB COST | TOTAL COST | TRADE COST
455 |  | Vav—240 Inlet Size:6 Outlet Size:12 X 8 Airflow Rate (Cfm)400 Inlet Velocity Cfm (Fpm):2050 Manufacturer:Metalaire Model:G3 | 1 | 0% | 1 | EA | 0 | 0 | 0 | 0 | 0
456 |  | Vav—241 Inlet Size:4 Outlet Size:12 X 8 Airflow Rate (Cfm)175 Inlet Velocity Cfm (Fpm):2150 Manufacturer:Metalaire Model:G3 | 1 | 0% | 1 | EA | 0 | 0 | 0 | 0 | 0
457 |  | Vav—242 Inlet Size:8 Outlet Size:12 X 10 Airflow Rate (Cfm)800 Inlet Velocity Cfm (Fpm):2300 Manufacturer:Metalaire Model:G3 | 1 | 0% | 1 | EA | 0 | 0 | 0 | 0 | 0
458 |  | Vav—243 Inlet Size:12 Outlet Size:16 X 16 Airflow Rate (Cfm)1500 Inlet Velocity Cfm (Fpm):1900 Manufacturer:Metalaire Model:G3 | 1 | 0% | 1 | EA | 0 | 0 | 0 | 0 | 0
459 |  | Vav—244 Inlet Size:8 Outlet Size:12 X 10 Airflow Rate (Cfm)600 Inlet Velocity Cfm (Fpm):2450 Manufacturer:Metalaire Model:G3 | 1 | 0% | 1 | EA | 0 | 0 | 0 | 0 | 0
460 |  | Vav—24 Inlet Size:12 Outlet Size:16 X 16 Airflow Rate (Cfm)1500 Inlet Velocity Cfm (Fpm):1900 Manufacturer:Metalaire Model:G3 | 1 | 0% | 1 | EA | 0 | 0 | 0 | 0 | 0
PROJECT
PROJECT ID: Hard Rock Hotel
ADDRESS: | [5 empty] | E-mail: estimate@msbestimating.com
[6 empty] | Contact: | (305)-813-0053
SCOPE: Plumbing
2026-05-07
ITEM # | DWG REF./ CSI SEC. | DESCRIPTION | QUANTITY | WASTAGE | QTY W/WASTAGE | UNIT | MAT COST | TOTAL MAT COST | LAB COST | TOTAL LAB COST | TOTAL COST | TRADE COST
461 |  | Vav—246 Inlet Size:8 Outlet Size:12 X 10 Airflow Rate (Cfm)800 Inlet Velocity Cfm (Fpm):2300 Manufacturer:Metalaire Model:G3 | 1 | 0% | 1 | EA | 0 | 0 | 0 | 0 | 0
462 |  | Vav—247 Inlet Size:6 Outlet Size:12 X 8 Airflow Rate (Cfm)400 Inlet Velocity Cfm (Fpm):1732 Manufacturer:Metalaire Model:G3 | 2 | 0% | 2 | EA | 0 | 0 | 0 | 0 | 0
463 |  | Vav—248 Inlet Size:12 Outlet Size:16 X 16 Airflow Rate (Cfm)1500 Inlet Velocity Cfm (Fpm):1900 Manufacturer:Metalaire Model:G3 | 1 | 0% | 1 | EA | 0 | 0 | 0 | 0 | 0
464 |  | Vav—249 Inlet Size:20 X 16 Outlet Size:30 X 20 Airflow Rate (Cfm)4550 Inlet Velocity Cfm (Fpm):2375 Manufacturer:Metalaire Model:G3 | 1 | 0% | 1 | EA | 0 | 0 | 0 | 0 | 0
465 |  | Vav—250 Inlet Size:20 X 16 Outlet Size:30 X 20 Airflow Rate (Cfm)4550 Inlet Velocity Cfm (Fpm):2375 Manufacturer:Metalaire Model:G3 | 1 | 0% | 1 | EA | 0 | 0 | 0 | 0 | 0
466 |  | Vav—251 Inlet Size:20 X 16 Outlet Size:30 X 20 Airflow Rate (Cfm)4550 Inlet Velocity Cfm (Fpm):2375 Manufacturer:Metalaire Model:G3 | 1 | 0% | 1 | EA | 0 | 0 | 0 | 0 | 0
PROJECT
PROJECT ID: Hard Rock Hotel
ADDRESS: | [5 empty] | E-mail: estimate@msbestimating.com
[6 empty] | Contact: | (305)-813-0053
SCOPE: Plumbing
2026-05-07
ITEM # | DWG REF./ CSI SEC. | DESCRIPTION | QUANTITY | WASTAGE | QTY W/WASTAGE | UNIT | MAT COST | TOTAL MAT COST | LAB COST | TOTAL LAB COST | TOTAL COST | TRADE COST
467 |  | Vav—252 Inlet Size:12 Outlet Size:16 X 16 Airflow Rate (Cfm)1500 Inlet Velocity Cfm (Fpm):1900 Manufacturer:Metalaire Model:G3 | 1 | 0% | 1 | EA | 0 | 0 | 0 | 0 | 0
468 |  | Vav—253 Inlet Size:14 Outlet Size:20 X 18 Airflow Rate (Cfm)1920 Inlet Velocity Cfm (Fpm):1800 Manufacturer:Metalaire Model:G3 | 1 | 0% | 1 | EA | 0 | 0 | 0 | 0 | 0
469 |  | Vav—254 Inlet Size:20 X 16 Outlet Size:30 X 20 Airflow Rate (Cfm)4550 Inlet Velocity Cfm (Fpm):2375 Manufacturer:Metalaire Model:G3 | 1 | 0% | 1 | EA | 0 | 0 | 0 | 0 | 0
470 |  | Vav—255 Inlet Size:20 X 16 Outlet Size:30 X 20 Airflow Rate (Cfm)4550 Inlet Velocity Cfm (Fpm):2375 Manufacturer:Metalaire Model:G3 | 1 | 0% | 1 | EA | 0 | 0 | 0 | 0 | 0
471 |  | Vav—256 Inlet Size:20 X 16 Outlet Size:30 X 20 Airflow Rate (Cfm)4550 Inlet Velocity Cfm (Fpm):2375 Manufacturer:Metalaire Model:G3 | 4 | 0% | 4 | EA | 0 | 0 | 0 | 0 | 0
Fan Coil
472 |  | Fan Coil - Cfm:101 | 4 | 0% | 4 | EA | 0 | 0 | 0 | 0 | 0
473 |  | Fan Coil - Cfm:103 | 1 | 0% | 1 | EA | 0 | 0 | 0 | 0 | 0
474 |  | Fan Coil - Cfm:104 | 1 | 0% | 1 | EA | 0 | 0 | 0 | 0 | 0
475 |  | Fan Coil - Cfm:105 | 2 | 0% | 2 | EA | 0 | 0 | 0 | 0 | 0
476 |  | Fan Coil - Cfm:301 | 1 | 0% | 1 | EA | 0 | 0 | 0 | 0 | 0
477 |  | Fan Coil - Cfm:302 | 1 | 0% | 1 | EA | 0 | 0 | 0 | 0 | 0
478 |  | Fan Coil - Cfm:401 | 1 | 0% | 1 | EA | 0 | 0 | 0 | 0 | 0
479 |  | Fan Coil - Cfm:402 | 1 | 0% | 1 | EA | 0 | 0 | 0 | 0 | 0
480 |  | Fan Coil - Cfm:501 | 1 | 0% | 1 | EA | 0 | 0 | 0 | 0 | 0
481 |  | Fan Coil - Cfm:502 | 1 | 0% | 1 | EA | 0 | 0 | 0 | 0 | 0
482 |  | Fan Coil - Cfm:601 | 1 | 0% | 1 | EA | 0 | 0 | 0 | 0 | 0
PROJECT
PROJECT ID: Hard Rock Hotel
ADDRESS: | [5 empty] | E-mail: estimate@msbestimating.com
[6 empty] | Contact: | (305)-813-0053
SCOPE: Plumbing
2026-05-07
ITEM # | DWG REF./ CSI SEC. | DESCRIPTION | QUANTITY | WASTAGE | QTY W/WASTAGE | UNIT | MAT COST | TOTAL MAT COST | LAB COST | TOTAL LAB COST | TOTAL COST | TRADE COST
483 |  | Fan Coil - Cfm:602 | 1 | 0% | 1 | EA | 0 | 0 | 0 | 0 | 0
484 |  | Fan Coil - Cfm:802 | 1 | 0% | 1 | EA | 0 | 0 | 0 | 0 | 0
485 |  | Fan Coil - Cfm:803 | 1 | 0% | 1 | EA | 0 | 0 | 0 | 0 | 0
486 |  | Fan Coil - Cfm:804 | 1 | 0% | 1 | EA | 0 | 0 | 0 | 0 | 0
487 |  | Fan Coil - Cfm:805 | 1 | 0% | 1 | EA | 0 | 0 | 0 | 0 | 0
488 |  | Fan Coil - Cfm:806 | 1 | 0% | 1 | EA | 0 | 0 | 0 | 0 | 0
489 |  | Fan Coil - Cfm:901 | 1 | 0% | 1 | EA | 0 | 0 | 0 | 0 | 0
490 |  | Fan Coil - Cfm:902 | 1 | 0% | 1 | EA | 0 | 0 | 0 | 0 | 0
491 |  | Fan Coil - Cfm:903 | 1 | 0% | 1 | EA | 0 | 0 | 0 | 0 | 0
492 |  | Fan Coil - Cfm:904 | 1 | 0% | 1 | EA | 0 | 0 | 0 | 0 | 0
493 |  | Fan Coil - Cfm:905 | 1 | 0% | 1 | EA | 0 | 0 | 0 | 0 | 0
494 |  | Fan Coil - Cfm:906 | 2 | 0% | 2 | EA | 0 | 0 | 0 | 0 | 0
495 |  | Fan Coil - Cfm:1003 | 1 | 0% | 1 | EA | 0 | 0 | 0 | 0 | 0
496 |  | Fan Coil - Cfm:1004 | 1 | 0% | 1 | EA | 0 | 0 | 0 | 0 | 0
497 |  | Fan Coil - Cfm:1005 | 1 | 0% | 1 | EA | 0 | 0 | 0 | 0 | 0
498 |  | Fan Coil - Cfm:1102 | 4 | 0% | 4 | EA | 0 | 0 | 0 | 0 | 0
499 |  | Fan Coil - Cfm:1106 | 1 | 0% | 1 | EA | 0 | 0 | 0 | 0 | 0
500 |  | Fan Coil - Cfm:1201 | 2 | 0% | 2 | EA | 0 | 0 | 0 | 0 | 0
501 |  | Fan Coil - Cfm:1202 | 2 | 0% | 2 | EA | 0 | 0 | 0 | 0 | 0
502 |  | Fan Coil - Cfm:1203 | 1 | 0% | 1 | EA | 0 | 0 | 0 | 0 | 0
503 |  | Fan Coil - Cfm:1204 | 1 | 0% | 1 | EA | 0 | 0 | 0 | 0 | 0
504 |  | Fan Coil - Cfm:1206 | 2 | 0% | 2 | EA | 0 | 0 | 0 | 0 | 0
Fan Coil Unit
505 |  | Fcu—1 01 Cfm:1200 Manufacturer: Carrier Model:42Ca—12 Motor208/1 /60 | 547 | 0% | 547 | EA | 0 | 0 | 0 | 0 | 0
506 |  | Fcu—102 Cfm:750 Manufacturer: Carrier Model:42Ca—08 Motor208/1 /60 | 482 | 0% | 482 | EA | 0 | 0 | 0 | 0 | 0
507 |  | Fcu—103 Cfm:1200 Manufacturer: Carrier Model:42Ca—12 Motor208/1 /60 | 129 | 0% | 129 | EA | 0 | 0 | 0 | 0 | 0
508 |  | Fcu—08 Cfm:300 Manufacturer: Carrier Model:42Ca—0 Motor208/1 /60 | 1 | 0% | 1 | EA | 0 | 0 | 0 | 0 | 0
PROJECT
PROJECT ID: Hard Rock Hotel
ADDRESS: | [5 empty] | E-mail: estimate@msbestimating.com
[6 empty] | Contact: | (305)-813-0053
SCOPE: Plumbing
2026-05-07
ITEM # | DWG REF./ CSI SEC. | DESCRIPTION | QUANTITY | WASTAGE | QTY W/WASTAGE | UNIT | MAT COST | TOTAL MAT COST | LAB COST | TOTAL LAB COST | TOTAL COST | TRADE COST
509 |  | Fcu—70 Cfm:300 Manufacturer:Carriep Model:42Ca—06 Motor208/1 /60 | 1 | 0% | 1 | EA | 0 | 0 | 0 | 0 | 0
510 |  | Fcu—201 Cfm:750 Manufacturer: Carrier Model:42Ca—08 Motor208/1 /60 | 1 | 0% | 1 | EA | 0 | 0 | 0 | 0 | 0
511 |  | Fcu—202 Cfm:2000 Manufacturer: Carrier Model:42De—2 Motor208/1 /60 | 1 | 0% | 1 | EA | 0 | 0 | 0 | 0 | 0
512 |  | Fcu—203 Cfm:2000 Manufacturer: Carrier Model:42De—2 Motor208/1 /60 | 1 | 0% | 1 | EA | 0 | 0 | 0 | 0 | 0
513 |  | Fcu—204 Cfm:1200 Manufacturer: Carrier Model:42Ca—12 Motor208/1/6 | 1 | 0% | 1 | EA | 0 | 0 | 0 | 0 | 0
514 |  | Fcu—205 Cfm:1000 Manufacturer: Carrier Model:42Ca—10 Motor208/1 /60 | 1 | 0% | 1 | EA | 0 | 0 | 0 | 0 | 0
515 |  | Fcu—70 Cfm:1200 Manufacturer: Carrier Model:42Ca—12 Motor208/1 /60 | 1 | 0% | 1 | EA | 0 | 0 | 0 | 0 | 0
516 |  | Fcu—702 Cfm:1000 Manufacturer: Carrier Model:42Ca—1 Motor208/1 /60 | 1 | 0% | 1 | EA | 0 | 0 | 0 | 0 | 0
517 |  | Fcu—70 Cfm:1000 Manufacturer: Carrier Model:42Ca—12 Motor208/1 /60 | 1 | 0% | 1 | EA | 0 | 0 | 0 | 0 | 0
518 |  | Supply Fan-01 | 3 | 0% | 3 | EA | 0 | 0 | 0 | 0 | 0
PROJECT
PROJECT ID: Hard Rock Hotel
ADDRESS: | [5 empty] | E-mail: estimate@msbestimating.com
[6 empty] | Contact: | (305)-813-0053
SCOPE: Plumbing
2026-05-07
ITEM # | DWG REF./ CSI SEC. | DESCRIPTION | QUANTITY | WASTAGE | QTY W/WASTAGE | UNIT | MAT COST | TOTAL MAT COST | LAB COST | TOTAL LAB COST | TOTAL COST | TRADE COST
519 |  | He: Heat Exchanger-01 | 1 | 0% | 1 | EA | 0 | 0 | 0 | 0 | 0
520 |  | He: Heat Exchanger-02 | 1 | 0% | 1 | EA | 0 | 0 | 0 | 0 | 0
521 |  | He: Heat Exchanger-03 | 1 | 0% | 1 | EA | 0 | 0 | 0 | 0 | 0
522 |  | He: Heat Exchanger-04 | 1 | 0% | 1 | EA | 0 | 0 | 0 | 0 | 0
523 |  | He: Heat Exchanger-05 | 1 | 0% | 1 | EA | 0 | 0 | 0 | 0 | 0
524 |  | He: Heat Exchanger-06 | 1 | 0% | 1 | EA | 0 | 0 | 0 | 0 | 0
525 |  | He: Heat Exchanger-07 | 1 | 0% | 1 | EA | 0 | 0 | 0 | 0 | 0
Pollution Control Unit
526 |  | Pcu —01 Cfm:12900 Manufacturer:Captive Aire Model:Kb32 Motor:460/3/60 Weight:344 Lbs. | 1 | 0% | 1 | EA | 0 | 0 | 0 | 0 | 0
527 |  | Pcu —02 Cfm:12600 Manufacturer:Captive Aire Model:Kb32 Motor:460/3/60 Weight:344 Lbs. | 1 | 0% | 1 | EA | 0 | 0 | 0 | 0 | 0
528 |  | Pcu —03 Cfm:8100 Manufacturer:Captive Aire Model:Kb25 Motor:460/3/60 Weight:215 Lbs. | 1 | 0% | 1 | EA | 0 | 0 | 0 | 0 | 0
529 |  | Pcu —04 Cfm:13200 Manufacturer:Captive Aire Model:Kb32 Motor:460/3/60 Weight:344 Lbs. | 1 | 0% | 1 | EA | 0 | 0 | 0 | 0 | 0
530 |  | Pcu —05 Cfm:4800 Manufacturer:Captive Aire Model:Kb25 Motor:460/3/60 Weight:215 Lbs. | 1 | 0% | 1 | EA | 0 | 0 | 0 | 0 | 0
531 |  | Pcu —06 Cfm:10200 Manufacturer:Captive Aire Model:Kb25 Motor:460/3/60 Weight:215 Lbs. | 1 | 0% | 1 | EA | 0 | 0 | 0 | 0 | 0
PROJECT
PROJECT ID: Hard Rock Hotel
ADDRESS: | [5 empty] | E-mail: estimate@msbestimating.com
[6 empty] | Contact: | (305)-813-0053
SCOPE: Plumbing
2026-05-07
ITEM # | DWG REF./ CSI SEC. | DESCRIPTION | QUANTITY | WASTAGE | QTY W/WASTAGE | UNIT | MAT COST | TOTAL MAT COST | LAB COST | TOTAL LAB COST | TOTAL COST | TRADE COST
532 |  | Pcu —07 Cfm:12600 Manufacturer:Captive Aire Model:Kb32 Motor:460/3/60 Weight:344 Lbs. | 1 | 0% | 1 | EA | 0 | 0 | 0 | 0 | 0
Chilled Piping
Carbon Steel
533 |  | 1 1/2" Dia Chilled Hot Water Supply Piping | 260.06 | 10% | 286.066 | LF | 0 | 0 | 0 | 0 | 0
534 |  | 1" Dia Chilled Hot Water Piping | 515.04 | 10% | 566.544 | LF | 0 | 0 | 0 | 0 | 0
535 |  | 1" Dia Chilled Hot Water Supply Piping | 521.13 | 10% | 573.243 | LF | 0 | 0 | 0 | 0 | 0
536 |  | 1/2" Chilled Hot Water Supply Piping | 1116.71 | 10% | 1228.381 | LF | 0 | 0 | 0 | 0 | 0
537 |  | 1/2" Dia Chilled Hot Water Piping | 851.26 | 10% | 936.386 | LF | 0 | 0 | 0 | 0 | 0
538 |  | 1/2" Dia Chilled Hot Water Supply Piping | 93.47 | 10% | 102.817 | LF | 0 | 0 | 0 | 0 | 0
539 |  | 1/2" Dia Chilled Hot Water Supply Piping | 685.52 | 10% | 754.072 | LF | 0 | 0 | 0 | 0 | 0
540 |  | 1-1/2" Dia Chilled Hot Water Piping | 425.92 | 10% | 468.512 | LF | 0 | 0 | 0 | 0 | 0
541 |  | 1-1/2" Dia Chilled Hot Water Supply Piping | 511.9 | 10% | 563.09 | LF | 0 | 0 | 0 | 0 | 0
542 |  | 2" Dia Chilled Hot Water Piping | 431.48 | 10% | 474.628 | LF | 0 | 0 | 0 | 0 | 0
543 |  | 2" Dia Chilled Hot Water Supply Piping | 7841.55 | 10% | 8625.705 | LF | 0 | 0 | 0 | 0 | 0
544 |  | 3" Dia Chilled Hot Water Piping | 3467.78 | 10% | 3814.558 | LF | 0 | 0 | 0 | 0 | 0
545 |  | 3" Dia Chilled Hot Water Supply Piping | 917.57 | 10% | 1009.327 | LF | 0 | 0 | 0 | 0 | 0
546 |  | 3" Dia Chilled Hot Water Supply Piping | 4310.28 | 10% | 4741.308 | LF | 0 | 0 | 0 | 0 | 0
547 |  | 3/4" Dia Chilled Hot Water Piping | 807.5 | 10% | 888.25 | LF | 0 | 0 | 0 | 0 | 0
548 |  | 3/4" Dia Chilled Hot Water Supply Piping | 1137.24 | 10% | 1250.964 | LF | 0 | 0 | 0 | 0 | 0
549 |  | 4" Dia Chilled Hot Water Piping | 90.62 | 10% | 99.682 | LF | 0 | 0 | 0 | 0 | 0
550 |  | 4" Dia Chilled Hot Water Supply Piping | 268.08 | 10% | 294.888 | LF | 0 | 0 | 0 | 0 | 0
551 |  | 6" Dia Chilled Hot Water Piping | 206.14 | 10% | 226.754 | LF | 0 | 0 | 0 | 0 | 0
552 |  | 6" Dia Chilled Hot Water Supply Piping | 1242.33 | 10% | 1366.563 | LF | 0 | 0 | 0 | 0 | 0
553 |  | 6" Dia Hot Water Supply Piping | 17.01 | 10% | 18.711 | LF | 0 | 0 | 0 | 0 | 0
554 |  | 10" Dia Chilled Hot Water Piping | 379.9 | 10% | 417.89 | LF | 0 | 0 | 0 | 0 | 0
555 |  | 10" Dia Chilled Hot Water Supply Piping | 441.04 | 10% | 485.144 | LF | 0 | 0 | 0 | 0 | 0
Chilled Piping
Carbon Steel
556 |  | 8" Dia Chilled Hot Water Piping | 344.58 | 10% | 379.038 | LF | 0 | 0 | 0 | 0 | 0
557 |  | 8" Dia Chilled Hot Water Supply Piping | 855.34 | 10% | 940.874 | LF | 0 | 0 | 0 | 0 | 0
558 |  | 12" Dia Chilled Hot Water Piping | 1419.66 | 10% | 1561.626 | LF | 0 | 0 | 0 | 0 | 0
559 |  | 12" Dia Chilled Hot Water Supply Piping | 1624.51 | 10% | 1786.961 | LF | 0 | 0 | 0 | 0 | 0
560 |  | 14" Dia Chilled Hot Water Supply Piping | 499.75 | 10% | 549.725 | LF | 0 | 0 | 0 | 0 | 0
561 |  | 18" Dia Chilled Hot Water Piping | 100 | 10% | 110 | LF | 0 | 0 | 0 | 0 | 0
562 |  | 18" Dia Chilled Hot Water Supply Piping | 227.22 | 10% | 249.942 | LF | 0 | 0 | 0 | 0 | 0
563 |  | 20" Dia Chilled Hot Water Piping | 707.98 | 10% | 778.778 | LF | 0 | 0 | 0 | 0 | 0
564 |  | 20" Dia Chilled Hot Water Supply Piping | 287.62 | 10% | 316.382 | LF | 0 | 0 | 0 | 0 | 0
PROJECT
PROJECT ID: Hard Rock Hotel
ADDRESS: | [5 empty] | E-mail: estimate@msbestimating.com
[6 empty] | Contact: | (305)-813-0053
SCOPE: Plumbing
2026-05-07
ITEM # | DWG REF./ CSI SEC. | DESCRIPTION | QUANTITY | WASTAGE | QTY W/WASTAGE | UNIT | MAT COST | TOTAL MAT COST | LAB COST | TOTAL LAB COST | TOTAL COST | TRADE COST
Chilled Hot Water Return Piping
Carbon Steel
565 |  | 1 1/2" Dia Chilled Hot Water Return Piping | 329.41 | 10% | 362.351 | LF | 0 | 0 | 0 | 0 | 0
566 |  | 1" Dia Chilled Hot Water Return Piping | 79.18 | 10% | 87.098 | LF | 0 | 0 | 0 | 0 | 0
567 |  | 1/2" Dia Chilled Hot Water Return Piping | 1293.62 | 10% | 1422.982 | LF | 0 | 0 | 0 | 0 | 0
568 |  | 2" Chilled Hot Water Return Piping | 5942.07 | 10% | 6536.277 | LF | 0 | 0 | 0 | 0 | 0
569 |  | 2" Dia Chilled Hot Water Return Piping | 1285.28 | 10% | 1413.808 | LF | 0 | 0 | 0 | 0 | 0
570 |  | 3" Dia Chilled Hot Water Return Piping | 905.38 | 10% | 995.918 | LF | 0 | 0 | 0 | 0 | 0
571 |  | 3/4" Dia Chilled Hot Water Return Piping | 315.74 | 10% | 347.314 | LF | 0 | 0 | 0 | 0 | 0
572 |  | 4" Dia Chilled Hot Water Return Piping | 145.75 | 10% | 160.325 | LF | 0 | 0 | 0 | 0 | 0
573 |  | 6" Dia Chilled Hot Water Return Piping | 995.69 | 10% | 1095.259 | LF | 0 | 0 | 0 | 0 | 0
574 |  | 8" Dia Chilled Hot Water Return Piping | 645.94 | 10% | 710.534 | LF | 0 | 0 | 0 | 0 | 0
575 |  | 10" Dia Chilled Hot Water Return Piping | 118.22 | 10% | 130.042 | LF | 0 | 0 | 0 | 0 | 0
576 |  | 12" Dia Chilled Hot Water Return Piping | 187.8 | 10% | 206.58 | LF | 0 | 0 | 0 | 0 | 0
577 |  | 14" Dia Chilled Hot Water Return Piping | 498.73 | 10% | 548.603 | LF | 0 | 0 | 0 | 0 | 0
578 |  | 18" Dia Chilled Hot Water Return Piping | 130.84 | 10% | 143.924 | LF | 0 | 0 | 0 | 0 | 0
Fitting
Chilled Hot Water Supply Piping Tee
579 |  | 3/4" Dia Chilled Hot Water Supply Piping Tee | 2 | 0% | 2 | EA | 0 | 0 | 0 | 0 | 0
580 |  | 3/4"x1/2"x3/4" Dia Chilled Hot Water Supply Piping Tee | 1 | 0% | 1 | EA | 0 | 0 | 0 | 0 | 0
581 |  | 3/4"x1/2"x1/2" Dia Chilled Hot Water Supply Piping Tee | 1 | 0% | 1 | EA | 0 | 0 | 0 | 0 | 0
582 |  | 1/2" Dia Chilled Hot Water Supply Piping Tee | 5 | 0% | 5 | EA | 0 | 0 | 0 | 0 | 0
583 |  | 1/2"x1/2"x3/4" Dia Chilled Hot Water Supply Piping Tee | 1 | 0% | 1 | EA | 0 | 0 | 0 | 0 | 0
584 |  | 1/2"x1/2"x1-1/2" Dia Chilled Hot Water Supply Piping Tee | 1 | 0% | 1 | EA | 0 | 0 | 0 | 0 | 0
585 |  | 1" Dia Chilled Hot Water Supply Piping Tee | 8 | 0% | 8 | EA | 0 | 0 | 0 | 0 | 0
586 |  | 1-1/2" Dia Chilled Hot Water Supply Piping Tee | 1 | 0% | 1 | EA | 0 | 0 | 0 | 0 | 0
587 |  | 1-1/2"x1-1/2"x1/2" Dia Chilled Hot Water Supply Piping Tee | 2 | 0% | 2 | EA | 0 | 0 | 0 | 0 | 0
588 |  | 2"x4"x3" Dia Chilled Hot Water Supply Piping Tee | 1 | 0% | 1 | EA | 0 | 0 | 0 | 0 | 0
589 |  | 3" Dia Chilled Hot Water Supply Piping Tee | 10 | 0% | 10 | EA | 0 | 0 | 0 | 0 | 0
590 |  | 3"x3/4"x3" Dia Chilled Hot Water Supply Piping Tee | 1 | 0% | 1 | EA | 0 | 0 | 0 | 0 | 0
591 |  | 3"x3"x1/2" Dia Chilled Hot Water Supply Piping Tee | 3 | 0% | 3 | EA | 0 | 0 | 0 | 0 | 0
592 |  | 3"x3"x1" Dia Chilled Hot Water Supply Piping Tee | 2 | 0% | 2 | EA | 0 | 0 | 0 | 0 | 0
593 |  | 3"x3"x1-1/2" Dia Chilled Hot Water Supply Piping Tee | 2 | 0% | 2 | EA | 0 | 0 | 0 | 0 | 0
594 |  | 3"x3"x2" Dia Chilled Hot Water Supply Piping Tee | 1 | 0% | 1 | EA | 0 | 0 | 0 | 0 | 0
595 |  | 4"x2"x2" Dia Chilled Hot Water Supply Piping Tee | 1 | 0% | 1 | EA | 0 | 0 | 0 | 0 | 0
596 |  | 6"x6"x1" Dia Chilled Hot Water Supply Piping Tee | 1 | 0% | 1 | EA | 0 | 0 | 0 | 0 | 0
597 |  | 6"x6"x1/2" Dia Chilled Hot Water Supply Piping Tee | 1 | 0% | 1 | EA | 0 | 0 | 0 | 0 | 0
598 |  | 6"x6"x1-1/2" Dia Chilled Hot Water Supply Piping Tee | 1 | 0% | 1 | EA | 0 | 0 | 0 | 0 | 0
599 |  | 6"x6"x2" Dia Chilled Hot Water Supply Piping Tee | 2 | 0% | 2 | EA | 0 | 0 | 0 | 0 | 0
600 |  | 6"x6"x3" Dia Chilled Hot Water Supply Piping Tee | 1 | 0% | 1 | EA | 0 | 0 | 0 | 0 | 0
601 |  | 8"x8"x1-1/2" Dia Chilled Hot Water Supply Piping Tee | 3 | 0% | 3 | EA | 0 | 0 | 0 | 0 | 0
602 |  | 8"x8"x2" Dia Chilled Hot Water Supply Piping | 2 | 0% | 2 | EA | 0 | 0 | 0 | 0 | 0
603 |  | 8"x8"x3" Dia Dia Chilled Hot Water Supply Piping Tee | 4 | 0% | 4 | EA | 0 | 0 | 0 | 0 | 0
604 |  | 8"x8"x6" Dia Chilled Hot Water Supply Piping Tee | 3 | 0% | 3 | EA | 0 | 0 | 0 | 0 | 0
605 |  | 10"x10"x3" Dia Chilled Hot Water Supply Piping Tee | 1 | 0% | 1 | EA | 0 | 0 | 0 | 0 | 0
606 |  | 10"x10"x8" Dia Chilled Hot Water Supply Piping Tee | 1 | 0% | 1 | EA | 0 | 0 | 0 | 0 | 0
PROJECT
PROJECT ID: Hard Rock Hotel
ADDRESS: | [5 empty] | E-mail: estimate@msbestimating.com
[6 empty] | Contact: | (305)-813-0053
SCOPE: Plumbing
2026-05-07
ITEM # | DWG REF./ CSI SEC. | DESCRIPTION | QUANTITY | WASTAGE | QTY W/WASTAGE | UNIT | MAT COST | TOTAL MAT COST | LAB COST | TOTAL LAB COST | TOTAL COST | TRADE COST
607 |  | 12"x12"x8" Dia Chilled Hot Water Supply Piping Tee | 2 | 0% | 2 | EA | 0 | 0 | 0 | 0 | 0
608 |  | 12"x12"x1/2" Dia Chilled Hot Water Supply Piping Tee | 1 | 0% | 1 | EA | 0 | 0 | 0 | 0 | 0
609 |  | 12"x12"x1" Dia Chilled Hot Water Supply Piping Tee | 2 | 0% | 2 | EA | 0 | 0 | 0 | 0 | 0
610 |  | 12"x12"x3" Dia Chilled Hot Water Supply Piping Tee | 2 | 0% | 2 | EA | 0 | 0 | 0 | 0 | 0
611 |  | 12"x12"x4" Dia Chilled Hot Water Supply Piping Tee | 1 | 0% | 1 | EA | 0 | 0 | 0 | 0 | 0
612 |  | 12"x12"6" Dia Chilled Hot Water Supply Piping Tee | 1 | 0% | 1 | EA | 0 | 0 | 0 | 0 | 0
613 |  | 20" Dia Chilled Hot Water Supply Piping Tee | 1 | 0% | 1 | EA | 0 | 0 | 0 | 0 | 0
614 |  | 20"x20"x10" Dia Chilled Hot Water Supply Piping Tee | 5 | 0% | 5 | EA | 0 | 0 | 0 | 0 | 0
Chilled Hot Water Supply Piping Elbow
615 |  | 3/4" Dia Chilled Hot Water Supply Piping 90 Degree Elbow | 6 | 0% | 6 | EA | 0 | 0 | 0 | 0 | 0
616 |  | 3/4"x1/2" Dia Chilled Hot Water Supply Piping 90 Degree Elbow | 1 | 0% | 1 | EA | 0 | 0 | 0 | 0 | 0
617 |  | 1/2" Dia Chilled Hot Water Supply Piping 90 Degree Elbow | 10 | 0% | 10 | EA | 0 | 0 | 0 | 0 | 0
618 |  | 1/2" Dia Chilled Hot Water Supply Piping 45 Degree Elbow | 3 | 0% | 3 | EA | 0 | 0 | 0 | 0 | 0
619 |  | 1/2" Dia Chiled Hot Water Supply Piping 90 Degree Elbow | 24 | 0% | 24 | EA | 0 | 0 | 0 | 0 | 0
620 |  | 1/2" Dia Chiled Hot Water Supply Piping 45 Degree Elbow | 6 | 0% | 6 | EA | 0 | 0 | 0 | 0 | 0
621 |  | 1" Dia Chilled Hot Water Supply Piping 90 Degree Elbow | 6 | 0% | 6 | EA | 0 | 0 | 0 | 0 | 0
622 |  | 1-1/2" Dia Chilled Hot Water Supply Piping 90 Degree Elbow | 7 | 0% | 7 | EA | 0 | 0 | 0 | 0 | 0
623 |  | 2" Dia Chilled Hot Water Supply Piping 90 Degree Elbow | 6 | 0% | 6 | EA | 0 | 0 | 0 | 0 | 0
624 |  | 3" Dia Chilled Hot Water Supply Piping 90 Degree Elbow | 21 | 0% | 21 | EA | 0 | 0 | 0 | 0 | 0
625 |  | 6" Dia Chilled Hot Water Supply Piping 90 Degree Elbow | 2 | 0% | 2 | EA | 0 | 0 | 0 | 0 | 0
626 |  | 8" Dia Chilled Hot Water Supply Piping 90 Degree Elbow | 2 | 0% | 2 | EA | 0 | 0 | 0 | 0 | 0
627 |  | 10" Dia Chilled Hot Water Supply Piping 90 Degree Elbow | 3 | 0% | 3 | EA | 0 | 0 | 0 | 0 | 0
628 |  | 10" Dia Chilled Hot Water Supply Piping 45 Degree Elbow | 1 | 0% | 1 | EA | 0 | 0 | 0 | 0 | 0
629 |  | 12" Dia Chilled Hot Water Supply Piping 90 Degree Elbow | 4 | 0% | 4 | EA | 0 | 0 | 0 | 0 | 0
630 |  | 20" Dia Chilled Hot Water Supply Piping 90 Degree Elbow | 1 | 0% | 1 | EA | 0 | 0 | 0 | 0 | 0
631 |  | 20" Dia Chilled Hot Water Supply Piping 45 Degree Elbow | 2 | 0% | 2 | EA | 0 | 0 | 0 | 0 | 0
632 |  | 3" Dia Chilled Hot Water Return 90 Degree Elbow | 2 | 0% | 2 | EA | 0 | 0 | 0 | 0 | 0
633 |  | 2" Dia Chilled Hot Water Return 90 Degree Elbow | 245 | 0% | 245 | EA | 0 | 0 | 0 | 0 | 0
634 |  | 1/2" Dia Chilled Hot Water Return 90 Degree Elbow | 19 | 0% | 19 | EA | 0 | 0 | 0 | 0 | 0
635 |  | 3" Dia Chilled Hot Water Supply 90 Degree Elbow | 2 | 0% | 2 | EA | 0 | 0 | 0 | 0 | 0
636 |  | 2" Dia Chilled Hot Water Supply 90 Degree Elbow | 158 | 0% | 158 | EA | 0 | 0 | 0 | 0 | 0
637 |  | 1/2" Dia Chilled Hot Water Supply 90 Degree Elbow | 18 | 0% | 18 | EA | 0 | 0 | 0 | 0 | 0
Chilled Hot Water Return Piping Elbow
638 |  | 1" Dia Piping 45 Degree Elbow | 2 | 0% | 2 | EA | 0 | 0 | 0 | 0 | 0
639 |  | 1" Dia Chilled Hot Water Return Piping 90 Degree Elbow | 10 | 0% | 10 | EA | 0 | 0 | 0 | 0 | 0
640 |  | 1/2" Dia Chiled Hot Water Return Piping 45 Degree Elbow | 6 | 0% | 6 | EA | 0 | 0 | 0 | 0 | 0
641 |  | 1/2" Dia Chiled Hot Water Return Piping 90 Degree Elbow | 24 | 0% | 24 | EA | 0 | 0 | 0 | 0 | 0
642 |  | 1/2" Dia Chilled Hot Water Return Piping 45 Degree Elbow | 1 | 0% | 1 | EA | 0 | 0 | 0 | 0 | 0
643 |  | 1/2" Dia Chilled Hot Water Return Piping 90 Degree Elbow | 14 | 0% | 14 | EA | 0 | 0 | 0 | 0 | 0
644 |  | 10" Dia Chilled Hot Water Return Piping 45 Degree Elbow | 1 | 0% | 1 | EA | 0 | 0 | 0 | 0 | 0
645 |  | 10" Dia Chilled Hot Water Return Piping 90 Degree Elbow | 3 | 0% | 3 | EA | 0 | 0 | 0 | 0 | 0
646 |  | 1-1/2" Dia Chilled Hot Water Return Piping 90 Degree Elbow | 6 | 0% | 6 | EA | 0 | 0 | 0 | 0 | 0
647 |  | 12" Dia Chilled Hot Water Return Piping 90 Degree Elbow | 4 | 0% | 4 | EA | 0 | 0 | 0 | 0 | 0
648 |  | 2" Dia Chilled Hot Water Return Piping 90 Degreee Elbow | 6 | 0% | 6 | EA | 0 | 0 | 0 | 0 | 0
649 |  | 20" Dia Chilled Hot Water Return Piping 45 Degree Elbow | 4 | 0% | 4 | EA | 0 | 0 | 0 | 0 | 0
650 |  | 20" Dia Chilled Hot Water Return Piping 90 Degree Elbow | 3 | 0% | 3 | EA | 0 | 0 | 0 | 0 | 0
PROJECT
PROJECT ID: Hard Rock Hotel
ADDRESS: | [5 empty] | E-mail: estimate@msbestimating.com
[6 empty] | Contact: | (305)-813-0053
SCOPE: Plumbing
2026-05-07
ITEM # | DWG REF./ CSI SEC. | DESCRIPTION | QUANTITY | WASTAGE | QTY W/WASTAGE | UNIT | MAT COST | TOTAL MAT COST | LAB COST | TOTAL LAB COST | TOTAL COST | TRADE COST
651 |  | 3" Dia Chilled Hot Water Return Piping 90 Degree Elbow | 15 | 0% | 15 | EA | 0 | 0 | 0 | 0 | 0
652 |  | 3/4" Dia Chilled Hot Water Return Piping 90 Degree Elbow | 10 | 0% | 10 | EA | 0 | 0 | 0 | 0 | 0
653 |  | 3/4"3/4"x2" Dia Chilled Hot Water Return Piping Tee | 1 | 0% | 1 | EA | 0 | 0 | 0 | 0 | 0
654 |  | 3/4"x1/2" Dia Chilled Hot Water Return Piping 90 Degree Elbow | 1 | 0% | 1 | EA | 0 | 0 | 0 | 0 | 0
655 |  | 4" Dia Piping 90 Degree Elbow | 4 | 0% | 4 | EA | 0 | 0 | 0 | 0 | 0
656 |  | 6" Dia Chilled Hot Water Return Piping 90 Degree Elbow | 2 | 0% | 2 | EA | 0 | 0 | 0 | 0 | 0
657 |  | 8" Dia Chilled Hot Water Return Piping 90 Degree Elbow | 2 | 0% | 2 | EA | 0 | 0 | 0 | 0 | 0
Chilled Hot Water Return Piping Tee
658 |  | 6"x2" Dia Piping Tee | 10 | 0% | 10 | EA | 0 | 0 | 0 | 0 | 0
659 |  | 10"x2" Dia Piping Tee | 2 | 0% | 2 | EA | 0 | 0 | 0 | 0 | 0
660 |  | 10"x10"X6" Dia Piping Tee | 2 | 0% | 2 | EA | 0 | 0 | 0 | 0 | 0
661 |  | 18"x2" Dia Piping Tee | 8 | 0% | 8 | EA | 0 | 0 | 0 | 0 | 0
662 |  | 18"x3" Dia Piping Tee | 2 | 0% | 2 | EA | 0 | 0 | 0 | 0 | 0
663 |  | 18"x6" Dia Piping Tee | 2 | 0% | 2 | EA | 0 | 0 | 0 | 0 | 0
664 |  | 1-1/2"x1" Dia Piping Tee | 6 | 0% | 6 | EA | 0 | 0 | 0 | 0 | 0
665 |  | 1-1/2"x2" Dia Piping Tee | 1 | 0% | 1 | EA | 0 | 0 | 0 | 0 | 0
666 |  | 1-1/2" Dia Piping Tee | 1 | 0% | 1 | EA | 0 | 0 | 0 | 0 | 0
667 |  | 1"x3/4" Dia Piping Tee | 1 | 0% | 1 | EA | 0 | 0 | 0 | 0 | 0
668 |  | 2"x2" Dia Piping Cross | 10 | 0% | 10 | EA | 0 | 0 | 0 | 0 | 0
669 |  | 2"x3"X2" Dia Piping Tee | 3 | 0% | 3 | EA | 0 | 0 | 0 | 0 | 0
670 |  | 3"x3"X2" Dia Piping Tee | 2 | 0% | 2 | EA | 0 | 0 | 0 | 0 | 0
671 |  | 1''x1-1/2" Dia Piping 90 Degree Tee | 2 | 0% | 2 | EA | 0 | 0 | 0 | 0 | 0
672 |  | 2" Dia Piping 45 Degree Elbow | 4 | 0% | 4 | EA | 0 | 0 | 0 | 0 | 0
673 |  | 2''x1/2" Dia Piping 90 Degree Tee | 2 | 0% | 2 | EA | 0 | 0 | 0 | 0 | 0
674 |  | 2''x1/2'' Dia Piping 90 Degree Tee | 6 | 0% | 6 | EA | 0 | 0 | 0 | 0 | 0
675 |  | 4'' Dia Piping 90 Degree Tee | 2 | 0% | 2 | EA | 0 | 0 | 0 | 0 | 0
676 |  | 4''x1-1/2" Dia Piping 90 Degree Tee | 2 | 0% | 2 | EA | 0 | 0 | 0 | 0 | 0
677 |  | 4''x2'' Dia Piping 90 Degree Tee | 2 | 0% | 2 | EA | 0 | 0 | 0 | 0 | 0
678 |  | 3/4" Dia Chilled Hot Water Return Piping Tee | 3 | 0% | 3 | EA | 0 | 0 | 0 | 0 | 0
679 |  | 3/4"x3/4"x1/2" Dia Chilled Hot Water Return Piping Tee | 1 | 0% | 1 | EA | 0 | 0 | 0 | 0 | 0
680 |  | 3/4"x1/2"x1/2" Dia Chilled Hot Water Return Piping Tee | 1 | 0% | 1 | EA | 0 | 0 | 0 | 0 | 0
681 |  | 3/4"x1/2"x3/4" Dia Chilled Hot Water Return Piping Tee | 1 | 0% | 1 | EA | 0 | 0 | 0 | 0 | 0
682 |  | 1/2" Dia Chilled Hot Water Return Piping Tee | 15 | 0% | 15 | EA | 0 | 0 | 0 | 0 | 0
683 |  | 1/2"x1/2"x3/4" Dia Chilled Hot Water Return Piping Tee | 1 | 0% | 1 | EA | 0 | 0 | 0 | 0 | 0
684 |  | 1"x3/4"x1/2" Dia Chilled Hot Water Return Piping Tee | 1 | 0% | 1 | EA | 0 | 0 | 0 | 0 | 0
685 |  | 1"x1"x3/4" Dia Hot Water Return Piping Tee | 1 | 0% | 1 | EA | 0 | 0 | 0 | 0 | 0
686 |  | 1-1/2"x1-1/2"x1/2" Dia Chilled Hot Water Return Piping Tee | 2 | 0% | 2 | EA | 0 | 0 | 0 | 0 | 0
687 |  | 2"x2"x1-1/2" Dia Hot Water Return Piping Tee | 1 | 0% | 1 | EA | 0 | 0 | 0 | 0 | 0
688 |  | 2"x4"x3" Dia Chilled Hot Water Return Piping Tee | 1 | 0% | 1 | EA | 0 | 0 | 0 | 0 | 0
689 |  | 3" Dia Chilled Hot Water Return Piping Tee | 7 | 0% | 7 | EA | 0 | 0 | 0 | 0 | 0
690 |  | 3"x3/4"x3" Dia Chilled Hot Water Return Piping Tee | 1 | 0% | 1 | EA | 0 | 0 | 0 | 0 | 0
691 |  | 3"x3"x1/2" Dia Chilled Hot Water Return Piping Tee | 3 | 0% | 3 | EA | 0 | 0 | 0 | 0 | 0
692 |  | 3"x3"x1" Dia Chilled Hot Water Return Piping Tee | 2 | 0% | 2 | EA | 0 | 0 | 0 | 0 | 0
693 |  | 3"x3"x1-1/2" Dia Chilled Hot Water Return Piping Tee | 2 | 0% | 2 | EA | 0 | 0 | 0 | 0 | 0
694 |  | 3"x3"x2" Dia Chilled Hot Water Return Piping Tee | 1 | 0% | 1 | EA | 0 | 0 | 0 | 0 | 0
695 |  | 4"x2"x4" Dia Chilled Hot Water Return Piping Tee | 1 | 0% | 1 | EA | 0 | 0 | 0 | 0 | 0
PROJECT
PROJECT ID: Hard Rock Hotel
ADDRESS: | [5 empty] | E-mail: estimate@msbestimating.com
[6 empty] | Contact: | (305)-813-0053
SCOPE: Plumbing
2026-05-07
ITEM # | DWG REF./ CSI SEC. | DESCRIPTION | QUANTITY | WASTAGE | QTY W/WASTAGE | UNIT | MAT COST | TOTAL MAT COST | LAB COST | TOTAL LAB COST | TOTAL COST | TRADE COST
696 |  | 6"x6"x1 Dia Chilled Hot Water Return Piping Tee | 1 | 0% | 1 | EA | 0 | 0 | 0 | 0 | 0
697 |  | 6"x6"x1-1/2" Dia Chilled Hot Water Return Piping Tee | 1 | 0% | 1 | EA | 0 | 0 | 0 | 0 | 0
698 |  | 6"x6"x2" Dia Chilled Hot Water Return Piping Tee | 2 | 0% | 2 | EA | 0 | 0 | 0 | 0 | 0
699 |  | 6"x6"x2" Dia Chilled Hot Water Return Piping Tee | 1 | 0% | 1 | EA | 0 | 0 | 0 | 0 | 0
700 |  | 6"x6"x3" Dia Chilled Hot Water Return Piping Tee | 1 | 0% | 1 | EA | 0 | 0 | 0 | 0 | 0
701 |  | 8"x8"x1-1/2" Dia Chilled Hot Water Return Piping | 3 | 0% | 3 | EA | 0 | 0 | 0 | 0 | 0
702 |  | 8"x8"x2" Dia Chilled Hot Water Return Piping Tee | 2 | 0% | 2 | EA | 0 | 0 | 0 | 0 | 0
703 |  | 8"x8"x3" Dia Chilled Hot Water Return Piping Tee | 4 | 0% | 4 | EA | 0 | 0 | 0 | 0 | 0
704 |  | 8"x8"x6" Dia Chilled Hot Water Return Piping Tee | 3 | 0% | 3 | EA | 0 | 0 | 0 | 0 | 0
705 |  | 10"x10"x3" Dia Chilled Hot Water Return Piping Tee | 1 | 0% | 1 | EA | 0 | 0 | 0 | 0 | 0
706 |  | 10"x10"x8" Dia Chilled Hot Water Return Piping Tee | 1 | 0% | 1 | EA | 0 | 0 | 0 | 0 | 0
707 |  | 12"x12"x1/2" Dia Chilled Hot Water Return Piping Tee | 1 | 0% | 1 | EA | 0 | 0 | 0 | 0 | 0
708 |  | 12"x12"x1" Dia Chilled Hot Water Return Piping Tee | 2 | 0% | 2 | EA | 0 | 0 | 0 | 0 | 0
709 |  | 12"x12"x4" Dia Chilled Hot Water Return Piping Tee | 1 | 0% | 1 | EA | 0 | 0 | 0 | 0 | 0
710 |  | 12"x12"x6" Dia Chilled Hot Water Return Piping | 1 | 0% | 1 | EA | 0 | 0 | 0 | 0 | 0
711 |  | 12"x12"x8" Dia Chilled Hot Water Return Piping | 2 | 0% | 2 | EA | 0 | 0 | 0 | 0 | 0
712 |  | 12"x12"x3" Dia Chilled Hot Water Return Piping Tee | 2 | 0% | 2 | EA | 0 | 0 | 0 | 0 | 0
713 |  | 20" Dia Chilled Hot Water Return Piping Tee | 1 | 0% | 1 | EA | 0 | 0 | 0 | 0 | 0
714 |  | 20"x20"x10" Dia Chilled Hot Water Return Piping Tee | 12 | 0% | 12 | EA | 0 | 0 | 0 | 0 | 0
Chilled Water Pump
715 |  | CHWP-01: Chilled Water Pump Location: Second Level Performance: Flow: 1600 GPM Head: 220 ft H2O NPSHR: 9.12 ft H2O Efficiency / Motor: NEMA Premium, 125 HP Motor: Speed: 1800 RPM Type: TEFC Power: 460V / 3PH / 60Hz Pump Details: Manufacturer: Armstrong Series: 4300 Curve: 0815-125 Size (In/Out): 8" / 8" Impeller Dia: 14.84" Seal: Type: Single Inside Spring Material: Carbon / Ceramic | 1 | 0% | 1 | EA | 0 | 0 | 0 | 0 | 0
PROJECT
PROJECT ID: Hard Rock Hotel
ADDRESS: | [5 empty] | E-mail: estimate@msbestimating.com
[6 empty] | Contact: | (305)-813-0053
SCOPE: Plumbing
2026-05-07
ITEM # | DWG REF./ CSI SEC. | DESCRIPTION | QUANTITY | WASTAGE | QTY W/WASTAGE | UNIT | MAT COST | TOTAL MAT COST | LAB COST | TOTAL LAB COST | TOTAL COST | TRADE COST
716 |  | CHWP-02: Chilled Water Pump Location: Second Level Performance: Flow: 1600 GPM Head: 220 ft H2O NPSHR: 9.12 ft H2O Efficiency / Motor: NEMA Premium, 125 HP Motor: Speed: 1800 RPM Type: TEFC Power: 460V / 3PH / 60Hz Pump Details: Manufacturer: Armstrong Series: 4300 Curve: 0815-125 Size (In/Out): 8" / 8" Impeller Dia: 14.84" Seal: Type: Single Inside Spring Material: Carbon / Ceramic | 1 | 0% | 1 | EA | 0 | 0 | 0 | 0 | 0
717 |  | CHWP-03: Chilled Water Pump Location: Second Level Performance: Flow: 1600 GPM Head: 220 ft H2O NPSHR: 9.12 ft H2O Efficiency / Motor: NEMA Premium, 125 HP Motor: Speed: 1800 RPM Type: TEFC Power: 460V / 3PH / 60Hz Pump Details: Manufacturer: Armstrong Series: 4300 Curve: 0815-125 Size (In/Out): 8" / 8" Impeller Dia: 14.84" Seal: Type: Single Inside Spring Material: Carbon / Ceramic | 1 | 0% | 1 | EA | 0 | 0 | 0 | 0 | 0
PROJECT
PROJECT ID: Hard Rock Hotel
ADDRESS: | [5 empty] | E-mail: estimate@msbestimating.com
[6 empty] | Contact: | (305)-813-0053
SCOPE: Plumbing
2026-05-07
ITEM # | DWG REF./ CSI SEC. | DESCRIPTION | QUANTITY | WASTAGE | QTY W/WASTAGE | UNIT | MAT COST | TOTAL MAT COST | LAB COST | TOTAL LAB COST | TOTAL COST | TRADE COST
718 |  | CHWP-04: Chilled Water Pump Location: Second Level Performance: Flow: 1600 GPM Head: 220 ft H2O NPSHR: 9.12 ft H2O Efficiency / Motor: NEMA Premium, 125 HP Motor: Speed: 1800 RPM Type: TEFC Power: 460V / 3PH / 60Hz Pump Details: Manufacturer: Armstrong Series: 4300 Curve: 0815-125 Size (In/Out): 8" / 8" Impeller Dia: 14.84" Seal: Type: Single Inside Spring Material: Carbon / Ceramic | 1 | 0% | 1 | EA | 0 | 0 | 0 | 0 | 0
719 |  | CH-01– Water-Cooled Chiller (Evaporator & Condenser) Capacity: 1000 Tons Efficiency: 0.5272 kW/Ton Refrigerant: R-1233zd(E) Compressor Type: VFD Screw Evaporator Data Entering Water Temp: 57°F Leaving Water Temp: 42°F Flow Rate: 1600 GPM Pressure Drop: 15.9 ft W.G. Fouling Factor: 0.0001 Number of Passes: 2 Condenser Data Entering Water Temp: 85°F Leaving Water Temp: 95°F Flow Rate: 3000 GPM Pressure Drop: 16.8 ft W.G. Fouling Factor: 0.000250 Number of Passes: 2 Unit Dimensions & Weight Length: 133 inches Width: — (Not specified) Height: 143 inches Operating Weight: 61,017 lbs Electrical Data Unit Power: 527.2 kW MCA: 720 A Voltage: 460/3/60 Additional Information Manufacturer: Carrier Model: 19DV-M60M62564585 Furnished By: Contractor | 1 | 0% | 1 | EA | 0 | 0 | 0 | 0 | 0
PROJECT
PROJECT ID: Hard Rock Hotel
ADDRESS: | [5 empty] | E-mail: estimate@msbestimating.com
[6 empty] | Contact: | (305)-813-0053
SCOPE: Plumbing
2026-05-07
ITEM # | DWG REF./ CSI SEC. | DESCRIPTION | QUANTITY | WASTAGE | QTY W/WASTAGE | UNIT | MAT COST | TOTAL MAT COST | LAB COST | TOTAL LAB COST | TOTAL COST | TRADE COST
720 |  | CH-02– Water-Cooled Chiller (Evaporator & Condenser) Capacity: 1000 Tons Efficiency: 0.5272 kW/Ton Refrigerant: R-1233zd(E) Compressor Type: VFD Screw Evaporator Data Entering Water Temp: 57°F Leaving Water Temp: 42°F Flow Rate: 1600 GPM Pressure Drop: 15.9 ft W.G. Fouling Factor: 0.0001 Number of Passes: 2 Condenser Data Entering Water Temp: 85°F Leaving Water Temp: 95°F Flow Rate: 3000 GPM Pressure Drop: 16.8 ft W.G. Fouling Factor: 0.000250 Number of Passes: 2 Unit Dimensions & Weight Length: 133 inches Width: — (Not specified) Height: 143 inches Operating Weight: 61,017 lbs Electrical Data Unit Power: 527.2 kW MCA: 720 A Voltage: 460/3/60 Additional Information Manufacturer: Carrier Model: 19DV-M60M62564585 Furnished By: Contractor | 1 | 0% | 1 | EA | 0 | 0 | 0 | 0 | 0
PROJECT
PROJECT ID: Hard Rock Hotel
ADDRESS: | [5 empty] | E-mail: estimate@msbestimating.com
[6 empty] | Contact: | (305)-813-0053
SCOPE: Plumbing
2026-05-07
ITEM # | DWG REF./ CSI SEC. | DESCRIPTION | QUANTITY | WASTAGE | QTY W/WASTAGE | UNIT | MAT COST | TOTAL MAT COST | LAB COST | TOTAL LAB COST | TOTAL COST | TRADE COST
721 |  | CH-03– Water-Cooled Chiller (Evaporator & Condenser) Capacity: 1000 Tons Efficiency: 0.5272 kW/Ton Refrigerant: R-1233zd(E) Compressor Type: VFD Screw Evaporator Data Entering Water Temp: 57°F Leaving Water Temp: 42°F Flow Rate: 1600 GPM Pressure Drop: 15.9 ft W.G. Fouling Factor: 0.0001 Number of Passes: 2 Condenser Data Entering Water Temp: 85°F Leaving Water Temp: 95°F Flow Rate: 3000 GPM Pressure Drop: 16.8 ft W.G. Fouling Factor: 0.000250 Number of Passes: 2 Unit Dimensions & Weight Length: 133 inches Width: — (Not specified) Height: 143 inches Operating Weight: 61,017 lbs Electrical Data Unit Power: 527.2 kW MCA: 720 A Voltage: 460/3/60 Additional Information Manufacturer: Carrier Model: 19DV-M60M62564585 Furnished By: Contractor | 1 | 0% | 1 | EA | 0 | 0 | 0 | 0 | 0
PROJECT
PROJECT ID: Hard Rock Hotel
ADDRESS: | [5 empty] | E-mail: estimate@msbestimating.com
[6 empty] | Contact: | (305)-813-0053
SCOPE: Plumbing
2026-05-07
ITEM # | DWG REF./ CSI SEC. | DESCRIPTION | QUANTITY | WASTAGE | QTY W/WASTAGE | UNIT | MAT COST | TOTAL MAT COST | LAB COST | TOTAL LAB COST | TOTAL COST | TRADE COST
722 |  | CH-04– Water-Cooled Chiller (Evaporator & Condenser) Capacity: 1000 Tons Efficiency: 0.5272 kW/Ton Refrigerant: R-1233zd(E) Compressor Type: VFD Screw Evaporator Data Entering Water Temp: 57°F Leaving Water Temp: 42°F Flow Rate: 1600 GPM Pressure Drop: 15.9 ft W.G. Fouling Factor: 0.0001 Number of Passes: 2 Condenser Data Entering Water Temp: 85°F Leaving Water Temp: 95°F Flow Rate: 3000 GPM Pressure Drop: 16.8 ft W.G. Fouling Factor: 0.000250 Number of Passes: 2 Unit Dimensions & Weight Length: 133 inches Width: — (Not specified) Height: 143 inches Operating Weight: 61,017 lbs Electrical Data Unit Power: 527.2 kW MCA: 720 A Voltage: 460/3/60 Additional Information Manufacturer: Carrier Model: 19DV-M60M62564585 Furnished By: Contractor | 1 | 0% | 1 | EA | 0 | 0 | 0 | 0 | 0
723 |  | CTP-01– Condenser (Tower) Water Pumps Location: Roof Service: Tower Water Flow Rate: 3000 GPM Head: 90 ft H2O NPSHR: 25.84 ft H2O Motor Details: Efficiency: NEMA Premium (12.12) RPM: 1800 Type: TEFO HP: 100 Voltage: 460/3/60 Pump Details: Manufacturer: Armstrong Series: 4300 Model: 1013-100 Impeller Diameter: 12.03 in Seal Type: Single, Carbon Ceramic | 1 | 0% | 1 | EA | 0 | 0 | 0 | 0 | 0
PROJECT
PROJECT ID: Hard Rock Hotel
ADDRESS: | [5 empty] | E-mail: estimate@msbestimating.com
[6 empty] | Contact: | (305)-813-0053
SCOPE: Plumbing
2026-05-07
ITEM # | DWG REF./ CSI SEC. | DESCRIPTION | QUANTITY | WASTAGE | QTY W/WASTAGE | UNIT | MAT COST | TOTAL MAT COST | LAB COST | TOTAL LAB COST | TOTAL COST | TRADE COST
724 |  | CTP-02– Condenser (Tower) Water Pumps Location: Roof Service: Tower Water Flow Rate: 3000 GPM Head: 90 ft H2O NPSHR: 25.84 ft H2O Motor Details: Efficiency: NEMA Premium (12.12) RPM: 1800 Type: TEFO HP: 100 Voltage: 460/3/60 Pump Details: Manufacturer: Armstrong Series: 4300 Model: 1013-100 Impeller Diameter: 12.03 in Seal Type: Single, Carbon Ceramic | 1 | 0% | 1 | EA | 0 | 0 | 0 | 0 | 0
725 |  | CTP-03– Condenser (Tower) Water Pumps Location: Roof Service: Tower Water Flow Rate: 3000 GPM Head: 90 ft H2O NPSHR: 25.84 ft H2O Motor Details: Efficiency: NEMA Premium (12.12) RPM: 1800 Type: TEFO HP: 100 Voltage: 460/3/60 Pump Details: Manufacturer: Armstrong Series: 4300 Model: 1013-100 Impeller Diameter: 12.03 in Seal Type: Single, Carbon Ceramic | 1 | 0% | 1 | EA | 0 | 0 | 0 | 0 | 0
PROJECT
PROJECT ID: Hard Rock Hotel
ADDRESS: | [5 empty] | E-mail: estimate@msbestimating.com
[6 empty] | Contact: | (305)-813-0053
SCOPE: Plumbing
2026-05-07
ITEM # | DWG REF./ CSI SEC. | DESCRIPTION | QUANTITY | WASTAGE | QTY W/WASTAGE | UNIT | MAT COST | TOTAL MAT COST | LAB COST | TOTAL LAB COST | TOTAL COST | TRADE COST
726 |  | CTP-04– Condenser (Tower) Water Pumps Location: Roof Service: Tower Water Flow Rate: 3000 GPM Head: 90 ft H2O NPSHR: 25.84 ft H2O Motor Details: Efficiency: NEMA Premium (12.12) RPM: 1800 Type: TEFO HP: 100 Voltage: 460/3/60 Pump Details: Manufacturer: Armstrong Series: 4300 Model: 1013-100 Impeller Diameter: 12.03 in Seal Type: Single, Carbon Ceramic | 1 | 0% | 1 | EA | 0 | 0 | 0 | 0 | 0
727 |  | ET-01 – Expansion Tank Description: Chilled Water System Expansion Tank Location: Chiller Room (CUB) Serving: Chilled Water Similar To: Armstrong AX-100V | 1 | 0% | 1 | EA | 0 | 0 | 0 | 0 | 0
728 |  | AS-01 – Air Separator Description: Chilled Water System Air Separator Location: Chiller Room (CUB) Serving: Chilled Water Similar To: Armstrong VAS-10 Remarks: With base ring | 1 | 0% | 1 | EA | 0 | 0 | 0 | 0 | 0
729 |  | SD – Suction Diffuser Location: Chiller Room (CUB) Serving: Pumps Similar To: Armstrong Series SD Remarks: To be furnished by pump supplier | 8 | 0% | 8 | EA | 0 | 0 | 0 | 0 | 0
730 |  | BV-01 – Balancing Valve Description: Lug Type Butterfly Valve with Memory Stop Handle Location: Chiller Room (CUB) Similar To: Apollo Fig. 143 | 16 | 0% | 16 | EA | 0 | 0 | 0 | 0 | 0
731 |  | TI – Temperature Indicator Description: Bimetal Dial Thermometer (25°F to 125°F) with Well, 5" Dial Serving: Chillers Similar To: Trerice Type 88560603 Remarks: Provide thermowell with 2" extension for insulated pipe | 7 | 0% | 7 | EA | 0 | 0 | 0 | 0 | 0
PROJECT
PROJECT ID: Hard Rock Hotel
ADDRESS: | [5 empty] | E-mail: estimate@msbestimating.com
[6 empty] | Contact: | (305)-813-0053
SCOPE: Plumbing
2026-05-07
ITEM # | DWG REF./ CSI SEC. | DESCRIPTION | QUANTITY | WASTAGE | QTY W/WASTAGE | UNIT | MAT COST | TOTAL MAT COST | LAB COST | TOTAL LAB COST | TOTAL COST | TRADE COST
732 |  | PI – Pressure Gauge Description: 0–100 PSI Pressure Gauge Serving: Chillers and Pumps Similar To: Trerice 4508 | 32 | 0% | 32 | EA | 0 | 0 | 0 | 0 | 0
733 |  | FC-01 – Flexible Connector Description: Two Sphere Flexible Connector Location: Chiller Room (CUB) Serving: Chillers and Pumps Similar To: Mercer Flexmore Style 452 | 8 | 0% | 8 | EA | 0 | 0 | 0 | 0 | 0
734 |  | AAV – Automatic Air Vent Location: Chilled Water High Points Similar To: Taco 418 | 1 | 0% | 1 | EA | 0 | 0 | 0 | 0 | 0
735 |  | FV-01 – Butterfly Valve (Motorized) Description: Lug Type Butterfly Valve with Electric Actuator (120V/1/60) Location: Chiller Room (CUB) Similar To: Apollo Fig. 143 | 20 | 0% | 20 | EA | 0 | 0 | 0 | 0 | 0
736 |  | CT-01– Cooling Towers Capacity: 3000 GPM HP/GPM: 0.026 Type: Counter Flow Performance Data Airflow: 289,300 CFM Entering Air (WB): 81°F Entering Water Temp: 95°F Leaving Water Temp: 85°F Pressure Drop: 2.7 PSI Number of Fans: 2 Fan Details Fan Type: Axial Discharge Airflow: 112,600 CFM Motor Characteristics RPM: 1800 Type: TEFC Motor Power: 25 HP Voltage: 460/3/60 Physical Data Operating Weight: 44,700 lbs Dimensions (W × L × H): 289" × 216" × 126" Manufacturer Details Manufacturer: Evapco Model: AT 224-4N18 | 1 | 0% | 1 | EA | 0 | 0 | 0 | 0 | 0
PROJECT
PROJECT ID: Hard Rock Hotel
ADDRESS: | [5 empty] | E-mail: estimate@msbestimating.com
[6 empty] | Contact: | (305)-813-0053
SCOPE: Plumbing
2026-05-07
ITEM # | DWG REF./ CSI SEC. | DESCRIPTION | QUANTITY | WASTAGE | QTY W/WASTAGE | UNIT | MAT COST | TOTAL MAT COST | LAB COST | TOTAL LAB COST | TOTAL COST | TRADE COST
737 |  | CT-02– Cooling Towers Capacity: 3000 GPM HP/GPM: 0.026 Type: Counter Flow Performance Data Airflow: 289,300 CFM Entering Air (WB): 81°F Entering Water Temp: 95°F Leaving Water Temp: 85°F Pressure Drop: 2.7 PSI Number of Fans: 2 Fan Details Fan Type: Axial Discharge Airflow: 112,600 CFM Motor Characteristics RPM: 1800 Type: TEFC Motor Power: 25 HP Voltage: 460/3/60 Physical Data Operating Weight: 44,700 lbs Dimensions (W × L × H): 289" × 216" × 126" Manufacturer Details Manufacturer: Evapco Model: AT 224-4N18 | 1 | 0% | 1 | EA | 0 | 0 | 0 | 0 | 0
PROJECT
PROJECT ID: Hard Rock Hotel
ADDRESS: | [5 empty] | E-mail: estimate@msbestimating.com
[6 empty] | Contact: | (305)-813-0053
SCOPE: Plumbing
2026-05-07
ITEM # | DWG REF./ CSI SEC. | DESCRIPTION | QUANTITY | WASTAGE | QTY W/WASTAGE | UNIT | MAT COST | TOTAL MAT COST | LAB COST | TOTAL LAB COST | TOTAL COST | TRADE COST
738 |  | CT-03– Cooling Towers Capacity: 3000 GPM HP/GPM: 0.026 Type: Counter Flow Performance Data Airflow: 289,300 CFM Entering Air (WB): 81°F Entering Water Temp: 95°F Leaving Water Temp: 85°F Pressure Drop: 2.7 PSI Number of Fans: 2 Fan Details Fan Type: Axial Discharge Airflow: 112,600 CFM Motor Characteristics RPM: 1800 Type: TEFC Motor Power: 25 HP Voltage: 460/3/60 Physical Data Operating Weight: 44,700 lbs Dimensions (W × L × H): 289" × 216" × 126" Manufacturer Details Manufacturer: Evapco Model: AT 224-4N18 | 1 | 0% | 1 | EA | 0 | 0 | 0 | 0 | 0
PROJECT
PROJECT ID: Hard Rock Hotel
ADDRESS: | [5 empty] | E-mail: estimate@msbestimating.com
[6 empty] | Contact: | (305)-813-0053
SCOPE: Plumbing
2026-05-07
ITEM # | DWG REF./ CSI SEC. | DESCRIPTION | QUANTITY | WASTAGE | QTY W/WASTAGE | UNIT | MAT COST | TOTAL MAT COST | LAB COST | TOTAL LAB COST | TOTAL COST | TRADE COST
739 |  | CT-04 – Cooling Towers Capacity: 3000 GPM HP/GPM: 0.026 Type: Counter Flow Performance Data Airflow: 289,300 CFM Entering Air (WB): 81°F Entering Water Temp: 95°F Leaving Water Temp: 85°F Pressure Drop: 2.7 PSI Number of Fans: 2 Fan Details Fan Type: Axial Discharge Airflow: 112,600 CFM Motor Characteristics RPM: 1800 Type: TEFC Motor Power: 25 HP Voltage: 460/3/60 Physical Data Operating Weight: 44,700 lbs Dimensions (W × L × H): 289" × 216" × 126" Manufacturer Details Manufacturer: Evapco Model: AT 224-4N18 | 1 | 0% | 1 | EA | 0 | 0 | 0 | 0 | 0
740 |  | FC-02 – Flexible Connector Description: Two Sphere Flexible Connector Location: Chiller Room (CUB) Serving: Chillers and Pumps Similar To: Mercer Flexmore Style 452 | 8 | 0% | 8 | EA | 0 | 0 | 0 | 0 | 0
741 |  | RP-06 – Hot Water Circulating Pump Flow: 8 GPM Body: Bronze Voltage: 230V Motor Power: 0.75 HP Full Load Amps: 3.8 A Similar To: Taco Model 1915e | 1 | 0% | 1 | EA | 0 | 0 | 0 | 0 | 0
742 |  | TW – Temperature Indicator with Thermowell Description: Bimetal Dial Thermometer (25°F to 125°F) with Well, 5" Dial Serving: Chillers Similar To: Trerice Type 88560603 Remarks: Provide thermowell with 2" extension for insulated pipe | 7 | 0% | 7 | EA | 0 | 0 | 0 | 0 | 0
PROJECT
PROJECT ID: Hard Rock Hotel
ADDRESS: | [5 empty] | E-mail: estimate@msbestimating.com
[6 empty] | Contact: | (305)-813-0053
SCOPE: Plumbing
2026-05-07
ITEM # | DWG REF./ CSI SEC. | DESCRIPTION | QUANTITY | WASTAGE | QTY W/WASTAGE | UNIT | MAT COST | TOTAL MAT COST | LAB COST | TOTAL LAB COST | TOTAL COST | TRADE COST
743 |  | BF010Refrigerated Cold Rail Provided By:KEC Installed By:KEC Mfr: Model:Custom | 3 | 0% | 3 | EA | 0 | 0 | 0 | 0 | 0
744 |  | CIK049Backbar Refrigerator Provided By:KE C Installed By:KEC Mfr:Glastender Model:C1S B48L-SN(LR) | 1 | 0% | 1 | EA | 0 | 0 | 0 | 0 | 0
745 |  | YR049Exhaust Ventilator Provided By:KEC Installed By:KEC Mfr:CaptieAire Model:6024-ND-2-PSP-F | 1 | 0% | 1 | EA | 0 | 0 | 0 | 0 | 0
746 |  | YK023Walk-in Cooler Assembly Provided By:KEC Installed By:KEC Mfr:RMI or Equal Model:Custom | 1 | 0% | 1 | EA | 0 | 0 | 0 | 0 | 0
747 |  | YK026Remote Refrigeration Compressor Provided By:KEC Installed By:KEC Mfr:Airdyne Model:WZM15E 3 | 1 | 0% | 1 | EA | 0 | 0 | 0 | 0 | 0
748 |  | PSB001Walk-In Cooler Assembly Provided By:KEC Installed By:KEC Mfr:RMI or Equal Model:Custom | 1 | 0% | 1 | EA | 0 | 0 | 0 | 0 | 0
749 |  | PSB004Remote Refrigeration Compressor Provided By:KEC Installed By:KEC Mfr:RMI A irdyne Model:WHM075E 1 | 1 | 0% | 1 | EA | 0 | 0 | 0 | 0 | 0
750 |  | PK016Refrigerated Equipment Stand Provided By:KEC Installed By:KEC Mfr:Jade Range Model:JRLH-02S-T-60 | 1 | 0% | 1 | EA | 0 | 0 | 0 | 0 | 0
751 |  | PK001Walk-In Cooler Assembly Provided By:KEC Installed By:KEC Mfr:RMI or Equal Model:Custom | 1 | 0% | 1 | EA | 0 | 0 | 0 | 0 | 0
PROJECT
PROJECT ID: Hard Rock Hotel
ADDRESS: | [5 empty] | E-mail: estimate@msbestimating.com
[6 empty] | Contact: | (305)-813-0053
SCOPE: Plumbing
2026-05-07
ITEM # | DWG REF./ CSI SEC. | DESCRIPTION | QUANTITY | WASTAGE | QTY W/WASTAGE | UNIT | MAT COST | TOTAL MAT COST | LAB COST | TOTAL LAB COST | TOTAL COST | TRADE COST
752 |  | PK003Cooler Coil Provided By:KEC Installed By:KEC Mfr:RMI Airdyne Model:BEL0060AS6AM | 1 | 0% | 1 | EA | 0 | 0 | 0 | 0 | 0
753 |  | PK004Remote Refrigeration Compressor Provided By:KEC Installed By:KEC Mfr:RMI Airdyne Model:WHM075E 1 | 1 | 0% | 1 | EA | 0 | 0 | 0 | 0 | 0
754 |  | PK008Exhaust Ventilator Provided By:KEC Installed By:KEC Mfr:CaptiveAire Model:6030-T-ND-2-PSP-F | 1 | 0% | 1 | EA | 0 | 0 | 0 | 0 | 0
755 |  | PG049Walk-In Cooler Assembly Provided By:KEC Installed By:KEC Mfr:RMI or Equal Model:Custom | 1 | 0% | 1 | EA | 0 | 0 | 0 | 0 | 0
756 |  | PG052Remote Refrigeration Compressor Provided By:KEC Installed By:KEC Mfr:Airdy ne Model:WZM 17E3 | 1 | 0% | 1 | EA | 0 | 0 | 0 | 0 | 0
757 |  | PG046U/C Freezer Provided By:KEC Installed By:KEC Mfr:True Food Sewce Equipment Model:TUC-27F-LP-HC | 1 | 0% | 1 | EA | 0 | 0 | 0 | 0 | 0
758 |  | PG033Refrigerated Equipment Stand Provided By:KEC Installed By:KEC Mfr:Jade Range Model:JRLH-025-T-72 | 1 | 0% | 1 | EA | 0 | 0 | 0 | 0 | 0
759 |  | PG008Exhaust Ventilator Provided By:KEC Installed By:KEC Mfr:CaptieAire Model:4830-T-VHB-G | 1 | 0% | 1 | EA | 0 | 0 | 0 | 0 | 0
760 |  | M068Reach-In Freezer Provided By:KEC Installed By:KEC Mfr:True Model:STG1F-15 | 1 | 0% | 1 | EA | 0 | 0 | 0 | 0 | 0
PROJECT
PROJECT ID: Hard Rock Hotel
ADDRESS: | [5 empty] | E-mail: estimate@msbestimating.com
[6 empty] | Contact: | (305)-813-0053
SCOPE: Plumbing
2026-05-07
ITEM # | DWG REF./ CSI SEC. | DESCRIPTION | QUANTITY | WASTAGE | QTY W/WASTAGE | UNIT | MAT COST | TOTAL MAT COST | LAB COST | TOTAL LAB COST | TOTAL COST | TRADE COST
761 |  | M069Reach-In Glass Door Refrigerator Provided By:KEC Installed By:KEC Mfr:True Model:STG1R-1G | 2 | 0% | 2 | EA | 0 | 0 | 0 | 0 | 0
762 |  | M037Refrigerated Equipment Stand Provided By:KEC Installed By:KEC Mfr:Jade Range Model:JRLH-025-T-36 | 3 | 0% | 3 | EA | 0 | 0 | 0 | 0 | 0
763 |  | M043Reach-in Blast Chiller (110 Ibs.) Provided By:KEC Installed By:KEC Mfr:Electrolux Model:(101) 727738 | 1 | 0% | 1 | EA | 0 | 0 | 0 | 0 | 0
764 |  | M047Exhaust Ventilator Provided By:KEC Installed By:KEC Mfr:Captiveaire Model:6030-T-ND-2-PSP-F | 1 | 0% | 1 | EA | 0 | 0 | 0 | 0 | 0
765 |  | M029Exhaust Ventilator Provided By:KEC Installed By:KEC Mfr:Captiveaire Model:6030-T-ND-2-PSP-F | 1 | 0% | 1 | EA | 0 | 0 | 0 | 0 | 0
766 |  | M024Reach-In Refrigerator Provided By:KEC Installed By:KEC Mfr:True Model:STG1R-15 | 3 | 0% | 3 | EA | 0 | 0 | 0 | 0 | 0
767 |  | M012Remote Refrigeration Compressor Provided By:KEC Installed By:KEC Mfr:RMI-Airdy ne Model:WZL30E3 | 1 | 0% | 1 | EA | 0 | 0 | 0 | 0 | 0
768 |  | M019Reach-In Refngerator Provided By:KEC Installed By:KEC Mfr:True Model:T-19-HC | 1 | 0% | 1 | EA | 0 | 0 | 0 | 0 | 0
769 |  | M004Walk-In Cooler / Freezer Assembly Provided By:KEC Installed By:KEC Mfr:RMI or Equal Model:Custom | 1 | 0% | 1 | EA | 0 | 0 | 0 | 0 | 0
PROJECT
PROJECT ID: Hard Rock Hotel
ADDRESS: | [5 empty] | E-mail: estimate@msbestimating.com
[6 empty] | Contact: | (305)-813-0053
SCOPE: Plumbing
2026-05-07
ITEM # | DWG REF./ CSI SEC. | DESCRIPTION | QUANTITY | WASTAGE | QTY W/WASTAGE | UNIT | MAT COST | TOTAL MAT COST | LAB COST | TOTAL LAB COST | TOTAL COST | TRADE COST
770 |  | M006Cooler CoiI Provided By:KEC Installed By:KEC Mfr:RMI-Airdy ne Model:BEL0060AS6AM | 1 | 0% | 1 | EA | 0 | 0 | 0 | 0 | 0
771 |  | M007Remote Refrigeration Compressor Provided By:KEC Installed By:KEC Mfr:RMI-Airdy ne Model:WHM075E 1 | 1 | 0% | 1 | EA | 0 | 0 | 0 | 0 | 0
772 |  | M008Cooler CoiI Provided By:KEC Installed By:KEC Mfr:RMI-Airdy ne Model:BEL0105AS6AMA | 1 | 0% | 1 | EA | 0 | 0 | 0 | 0 | 0
773 |  | M009Remote Refrigeration Compressor Provided By:KEC Installed By:KEC Mfr:RMI-Airdy ne Model:WZM15E3 | 1 | 0% | 1 | EA | 0 | 0 | 0 | 0 | 0
774 |  | M010Freezer Coil Provided By:KEC Installed By:KEC Mfr:RMI-Airdy ne Model:BEL0080BS6EMA | 1 | 0% | 1 | EA | 0 | 0 | 0 | 0 | 0
775 |  | HA099Reach-In Refrigerator Provided By:KEC Installed By:KEC Mfr:True Model:STG1R-1G-HC | 2 | 0% | 2 | EA | 0 | 0 | 0 | 0 | 0
776 |  | HA034Reach-In Dual Temp Refrigerator / Freezer Provided By:KEC Installed By:KEC Mfr:True Model:STG1DT-2HS-HC | 1 | 0% | 1 | EA | 0 | 0 | 0 | 0 | 0
777 |  | HA035Exhaust Ventilator Provided By:KEC Installed By:KEC Mfr:CaptieAire Model:6030-T-ND-2-PSP-F | 1 | 0% | 1 | EA | 0 | 0 | 0 | 0 | 0
778 |  | HA053Reach-In Refrigerator Provided By:KEC Installed By:KEC Mfr:True Model:STG1R-2S-HC | 1 | 0% | 1 | EA | 0 | 0 | 0 | 0 | 0
PROJECT
PROJECT ID: Hard Rock Hotel
ADDRESS: | [5 empty] | E-mail: estimate@msbestimating.com
[6 empty] | Contact: | (305)-813-0053
SCOPE: Plumbing
2026-05-07
ITEM # | DWG REF./ CSI SEC. | DESCRIPTION | QUANTITY | WASTAGE | QTY W/WASTAGE | UNIT | MAT COST | TOTAL MAT COST | LAB COST | TOTAL LAB COST | TOTAL COST | TRADE COST
779 |  | HA028Exhaust Ventilator Provided By:KEC Installed By:KEC Mfr:CaptieAire Model:4830-T-ND-2 | 1 | 0% | 1 | EA | 0 | 0 | 0 | 0 | 0
780 |  | HA001Walk-In Cooler Assembly Provided By:KEC Installed By:KEC Mfr:RMI Model:Custom | 1 | 0% | 1 | EA | 0 | 0 | 0 | 0 | 0
781 |  | HA003Cooler Coil Provided By:KEC Installed By:KEC Mfr:Airdyne Model:BEL0125AS6AMA | 1 | 0% | 1 | EA | 0 | 0 | 0 | 0 | 0
782 |  | HA004Remote Refrigeration Compressor Provided By:KEC Installed By:KEC Mfr:Airdyne Model:WZM17E3 | 1 | 0% | 1 | EA | 0 | 0 | 0 | 0 | 0
783 |  | HA008Walk-In Cooler Assembly Provided By:KEC Installed By:KEC Mfr:RMI Model:Custom | 1 | 0% | 1 | EA | 0 | 0 | 0 | 0 | 0
784 |  | HA010Beverage Cooler Coil Provided By:KEC Installed By:KEC Mfr:Airdy ne Model:BEL0125AS6AMA | 1 | 0% | 1 | EA | 0 | 0 | 0 | 0 | 0
785 |  | HA011Remote Refrigeration Compressor Provided By:KEC Installed By:KEC Mfr:Airdy ne Model:WZM17E3 | 1 | 0% | 1 | EA | 0 | 0 | 0 | 0 | 0
786 |  | ED018Exhaust Ventilator Provided By:KEC Installed By:KEC Mfr:CaptiveAire Model:6030-T-ND-2-PSP-F | 1 | 0% | 1 | EA | 0 | 0 | 0 | 0 | 0
787 |  | ED019Fire Suppression System Provided By:KEC Installed By:KEC Mfr:Ansul Model:R-102 | 1 | 0% | 1 | EA | 0 | 0 | 0 | 0 | 0
PROJECT
PROJECT ID: Hard Rock Hotel
ADDRESS: | [5 empty] | E-mail: estimate@msbestimating.com
[6 empty] | Contact: | (305)-813-0053
SCOPE: Plumbing
2026-05-07
ITEM # | DWG REF./ CSI SEC. | DESCRIPTION | QUANTITY | WASTAGE | QTY W/WASTAGE | UNIT | MAT COST | TOTAL MAT COST | LAB COST | TOTAL LAB COST | TOTAL COST | TRADE COST
788 |  | ED0284 Drawer Condiment Top Refrigerator Provided By:KEC Installed By:KEC Mfr:True Food Service Equipment Model:TSSU-48-12D-2-HC | 1 | 0% | 1 | EA | 0 | 0 | 0 | 0 | 0
789 |  | ED039Condiment Top Refrigerator Provided By:KEC Installed By:KEC Mfr:True Food Service Equipment Model:TSSU72-18 | 1 | 0% | 1 | EA | 0 | 0 | 0 | 0 | 0
790 |  | ED001Walk-In Cooler/Freezer Assembly Provided By:KEC Installed By:KEC Mfr:RMI or Equal Model:Custom | 1 | 0% | 1 | EA | 0 | 0 | 0 | 0 | 0
791 |  | ED003Freezer Coil Provided By:KEC Installed By:KEC Mfr:RMI/Airdyne Model:BEL0065BS6E M | 1 | 0% | 1 | EA | 0 | 0 | 0 | 0 | 0
792 |  | ED004Remote Refrigeration Compressor Provided By:KEC Installed By:KEC Mfr:RMI/Airdyne Model:WZL17E1 | 1 | 0% | 1 | EA | 0 | 0 | 0 | 0 | 0
793 |  | ED005Cooler Coil Provided By:KEC Installed By:KEC Mfr:RMI/Airdyne Model:BEL0060AS6AM | 1 | 0% | 1 | EA | 0 | 0 | 0 | 0 | 0
794 |  | ED006Remote Refrigeration Compressor Provided By:KEC Installed By:KEC Mfr:RMI/Airdyne Model:WHM075E 1 | 1 | 0% | 1 | EA | 0 | 0 | 0 | 0 | 0
795 |  | COK106Exhaust Ventilator Provided By:KEC Installed By:KEC Mfr:Gaylord Model:PBW-20 | 1 | 0% | 1 | EA | 0 | 0 | 0 | 0 | 0
796 |  | COK051Exhaust Ventilator Provided By:KEC Installed By:KEC Mfr:Gaylord Model:PBW-20 | 1 | 0% | 1 | EA | 0 | 0 | 0 | 0 | 0
PROJECT
PROJECT ID: Hard Rock Hotel
ADDRESS: | [5 empty] | E-mail: estimate@msbestimating.com
[6 empty] | Contact: | (305)-813-0053
SCOPE: Plumbing
2026-05-07
ITEM # | DWG REF./ CSI SEC. | DESCRIPTION | QUANTITY | WASTAGE | QTY W/WASTAGE | UNIT | MAT COST | TOTAL MAT COST | LAB COST | TOTAL LAB COST | TOTAL COST | TRADE COST
797 |  | COK040Reach-in Blast Chiller (110 lbs.) Provided By:KEC Installed By:KEC Mfr:Electrolux Model:(101) 727738 | 1 | 0% | 1 | EA | 0 | 0 | 0 | 0 | 0
798 |  | COK004Walk-In Cooler / Freezer Assembly Provided By:KEC Installed By:KEC Mfr:RMI Model:Custom | 1 | 0% | 1 | EA | 0 | 0 | 0 | 0 | 0
799 |  | COK006Cooler Coil Provided By:KEC Installed By:KEC Mfr:RMI-Airdyne Model:BEL0155AS6AM | 1 | 0% | 1 | EA | 0 | 0 | 0 | 0 | 0
800 |  | COK007Remote Refrigeration Compressor Provided By:KEC Installed By:KEC Mfr:RMI-Airdyne Model:WZM29E3 | 1 | 0% | 1 | EA | 0 | 0 | 0 | 0 | 0
801 |  | COK008Cooler Coil Provided By:KEC Installed By:KEC Mfr:RMI-Airdyne Model:BEL0125AS6AMA | 1 | 0% | 1 | EA | 0 | 0 | 0 | 0 | 0
802 |  | COK009Remote Refrigeration Compressor Provided By:KEC Installed By:KEC Mfr:RMI-Airdyne Model:WZM17E3 | 1 | 0% | 1 | EA | 0 | 0 | 0 | 0 | 0
803 |  | COK010Freezer Coil Provided By:KEC Installed By:KEC Mfr:RMI-Airdyne Model:BEL0080B S6EM | 1 | 0% | 1 | EA | 0 | 0 | 0 | 0 | 0
804 |  | COK011Remote Refrigeration Compressor Provided By:KEC Installed By:KEC Mfr:RMI-Airdyne Model:WZL17E1 | 1 | 0% | 1 | EA | 0 | 0 | 0 | 0 | 0
805 |  | COK012Freezer Coil Provided By:KEC Installed By:KEC Mfr:RMI-Airdyne Model:BEL0065B S6EM | 1 | 0% | 1 | EA | 0 | 0 | 0 | 0 | 0
PROJECT
PROJECT ID: Hard Rock Hotel
ADDRESS: | [5 empty] | E-mail: estimate@msbestimating.com
[6 empty] | Contact: | (305)-813-0053
SCOPE: Plumbing
2026-05-07
ITEM # | DWG REF./ CSI SEC. | DESCRIPTION | QUANTITY | WASTAGE | QTY W/WASTAGE | UNIT | MAT COST | TOTAL MAT COST | LAB COST | TOTAL LAB COST | TOTAL COST | TRADE COST
806 |  | COK013Freezer Drain Line Heater Wire Provided By:EC Installed By:EC Mfr: Model: | 1 | 0% | 1 | EA | 0 | 0 | 0 | 0 | 0
807 |  | COK014Remote Refrigeration Compressor Provided By:KEC Installed By:KEC Mfr:RMI-Airdyne Model:WZL17E1 | 1 | 0% | 1 | EA | 0 | 0 | 0 | 0 | 0
808 |  | CIK030Exhaust Ventilator Provided By:KEC Installed By:KEC Mfr:Gaylord Model:EL-S D-CL-S-MP-SPA-DCA400-48 | 1 | 0% | 1 | EA | 0 | 0 | 0 | 0 | 0
809 |  | CIK022U/C Refrigerator Provided By:KEC Installed By:KEC Mfr:Glastender Model:C1S L44-UC-L | 1 | 0% | 1 | EA | 0 | 0 | 0 | 0 | 0
810 |  | CIK023U/C Refrigerator Provided By:KEC Installed By:KEC Mfr:Glastender Model:C1S L44-UC-R | 1 | 0% | 1 | EA | 0 | 0 | 0 | 0 | 0
811 |  | CG056Undercounter Refrigerator (left hinged) Provided By:KEC Installed By:KEC Mfr:BeuerQge-Air Model:UCR24-HC (L) | 1 | 0% | 1 | EA | 0 | 0 | 0 | 0 | 0
812 |  | CG057Undercounter Refrigerator (nght hinged) Provided By:KEC Installed By:KEC Mfr:Beverage-Air Model:UCR24-HC (R) | 1 | 0% | 1 | EA | 0 | 0 | 0 | 0 | 0
813 |  | CIK001Exhaust Ventilator Provided By:KEC Installed By:KEC Mfr:CaptieAire Model:6030-T-ND-2-PSP-F | 1 | 0% | 1 | EA | 0 | 0 | 0 | 0 | 0
814 |  | CG028Undercounter Refngerator Provided By:KEC Installed By:KEC Mfr:True Manufactunng Model:TUC-48-LP | 2 | 0% | 2 | EA | 0 | 0 | 0 | 0 | 0
PROJECT
PROJECT ID: Hard Rock Hotel
ADDRESS: | [5 empty] | E-mail: estimate@msbestimating.com
[6 empty] | Contact: | (305)-813-0053
SCOPE: Plumbing
2026-05-07
ITEM # | DWG REF./ CSI SEC. | DESCRIPTION | QUANTITY | WASTAGE | QTY W/WASTAGE | UNIT | MAT COST | TOTAL MAT COST | LAB COST | TOTAL LAB COST | TOTAL COST | TRADE COST
815 |  | CG 045U/C Refrigerated Grab-N-Go Case Provided By:KEC Installed By:KEC Mfr:Structural Concept Model:C53R-UC | 1 | 0% | 1 | EA | 0 | 0 | 0 | 0 | 0
816 |  | CG004Remote Refrigeration Compressor Provided By:KEC Installed By:KEC Mfr:RMI/Airdyne Model:WZM15E3 | 1 | 0% | 1 | EA | 0 | 0 | 0 | 0 | 0
817 |  | CG 030Undercounter Refngerator Provided By:KEC Installed By:KEC Mfr:True Manufactunng Model:TUC-27-LP | 1 | 0% | 1 | EA | 0 | 0 | 0 | 0 | 0
818 |  | CG 001Walk-In Cooler Assembly Provided By:KEC Installed By:KEC Mfr:RMI or Equal Model:Custom | 1 | 0% | 1 | EA | 0 | 0 | 0 | 0 | 0
819 |  | CG 003Cooler Coil Provided By:KEC Installed By:KEC Mfr:RMI/Airdyne Model:BEL0095AS6AM | 1 | 0% | 1 | EA | 0 | 0 | 0 | 0 | 0
820 |  | BS024Undermounted Refrigerated Cold SheIf Provided By:KE C Installed By:KEC Mfr:Hatco Model:CSU-48-S | 1 | 0% | 1 | EA | 0 | 0 | 0 | 0 | 0
821 |  | BS010Remote Refrigeration Compressor Provided By:KEC Installed By:KEC Mfr:RMI-Airdyne Model:WZM 17E3 | 1 | 0% | 1 | EA | 0 | 0 | 0 | 0 | 0
822 |  | BQ026Fire Suppression System Provided By:KEC Installed By:KEC Mfr:Ansul Model:R-102 | 1 | 0% | 1 | EA | 0 | 0 | 0 | 0 | 0
823 |  | BQ024Exhaust Ventilator Provided By:KEC Installed By:KEC Mfr:CaptiveAire Model:6030-T-ND-2-PSP-F | 1 | 0% | 1 | EA | 0 | 0 | 0 | 0 | 0
PROJECT
PROJECT ID: Hard Rock Hotel
ADDRESS: | [5 empty] | E-mail: estimate@msbestimating.com
[6 empty] | Contact: | (305)-813-0053
SCOPE: Plumbing
2026-05-07
ITEM # | DWG REF./ CSI SEC. | DESCRIPTION | QUANTITY | WASTAGE | QTY W/WASTAGE | UNIT | MAT COST | TOTAL MAT COST | LAB COST | TOTAL LAB COST | TOTAL COST | TRADE COST
824 |  | BQ019Remote Condenser Unit Provided By:KEC Installed By:KEC Mfr:RMI/Airdyne Model:WZM70E3 | 1 | 0% | 1 | EA | 0 | 0 | 0 | 0 | 0
825 |  | BQ009Freezer Drain Line Heater Wire Provided By:EC Installed By:EC Mfr: Model: | 1 | 0% | 1 | EA | 0 | 0 | 0 | 0 | 0
826 |  | BQ010Remote Refrigeration Compressor Provided By:KEC Installed By:KEC Mfr:RMI/Airdyne Model:WZL32E3 | 1 | 0% | 1 | EA | 0 | 0 | 0 | 0 | 0
827 |  | BQ018Roll-In Blast Freezer ((20)13x18) Provided By:KEC Installed By:KEC Mfr:Electrolux Model:201 w/ (1) mobile rack | 1 | 0% | 1 | EA | 0 | 0 | 0 | 0 | 0
828 |  | BQ004Walk-In Cooler/ Freezer Assembly Provided By:KEC Installed By:KEC Mfr:RMI or Equal Model:Custom | 1 | 0% | 1 | EA | 0 | 0 | 0 | 0 | 0
829 |  | BQ007Remote Refrigeration Compressor Provided By:KEC Installed By:KEC Mfr:RMI/Airdyne Model:WZM017E3 | 1 | 0% | 1 | EA | 0 | 0 | 0 | 0 | 0
Damper
830 |  | Opposed Blade Dampers | 277 | 0% | 277 | EA | 0 | 0 | 0 | 0 | 0
831 |  | Volume Damper | 662 | 0% | 662 | EA | 0 | 0 | 0 | 0 | 0
|  | Subtotal (Heating, Ventilating & Air-Conditioning) |  |  |  | TOTAL MAT COST: |  | 0 |  | LABOR COST |  | 2584344
SUBTOTAL | [11 empty] | 2584344
OVERHEADS & PROFITS |  |  | 20% | [8 empty] | 2584344
INSURANCES |  |  | 3% | [8 empty] | 77530.32
CONTIGENCY |  |  | 7% | [8 empty] | 180904.08
TOTAL BASE BID | [11 empty] | 5427122.4
Note:
1. This estimate is based on real market prices that are regularly updated by our team persons through market surveys and online resources, we still encourage our clients to put their own.
2. This sheet is your property and we encourage you to fine tune the wastage and pricing values to your preference.
3. Feel free to contact us for any queries or suggestions.

## Sheet1
PROJECT
PROJECT ID: Hard Rock Hotel
ADDRESS: | [5 empty] | E-mail: estimate@msbestimating.com
[6 empty] | Contact: | (305)-813-0053
SCOPE: Plumbing
2026-05-07
ITEM # | DWG REF./ CSI SEC. | DESCRIPTION | QUANTITY | WASTAGE | QTY W/WASTAGE | UNIT | MAT COST | TOTAL MAT COST | LAB COST | TOTAL LAB COST | TOTAL COST | TRADE COST